## Floc template
SuperiorFunctionalLocation | FunctionalLocationnumber | SAP | Count | Functional Location Level | Function Location Str indicator | Func Loc Category | Reference Functional Location | Description | LEN CHK | Maintenance Plant | Asset Location | Room | Plant Section | Work center | BBC indicBtor for Tech object | Sort Field | Company code | Main asset no | Asset sub number | Business area | Cost center | WBS Element | Standing order number | Construction type material object | Installation of Equipment allowed | Single equip inst'n at Func loc | Maintenance planning Plant | Planner group | Main work center for Maint task | Plant associated with main work center | Catalog profile | Tech object authorisation group | Position in superior technical object | Settlement order | Startup Date of tech object | Functional location label | Type of technical object | Inventory Number | Gross weight | Weight unit | Size/dimension | Acquisition value | Currency key | Acquisition date | Manufacturer of asset | Country of manufacture | Manufacturer model number | Year of construction | Month of construction | Manufacurer part number | Manufacturer serial no | Material no | FUCTIONAL LOCATION CLASSIFICATIONS | FUCTIONAL LOCATION CLASSIFICATIONS PCE | Long Text |  | Production Critical? Yes/No | PCE Group | REASONS PCE AWARDED | PS Required | DATE PCE REVIEW CARRIED OUT | LAST VERIFICATION DATE | BOM EXIST (YES/NO) | Tech Object Type | BOM REQUIRED (YES/NO) | Comment
30 | 30 |  |  | 2 | 5 | 1 | 30 | 40 |  | 4 | 10 | 8 | 3 | 8 | 1 | 30 | 4 | 12 | 4 | 4 | 10 | 24 | 12 | 18 | 1 | 1 | 4 | 3 | 8 | 4 | 9 | 4 | 4 | 12 | 10 | 40 | 10 | 25 | 17 | 3 | 18 | 17 | 5 | 10 | 30 | 3 | 20 | 4 | 2 | 30 | 30 |  |  |  | 70
CLASS 1 METER (METER RUN 1) | NG.GBU.GBRG1.MS.1A-4501 | NG.GBU.GBRG1.MS.1A-4501 | 23 |  | 00006 | [54 empty] | Y |  |  | YES |  |  | superior
NG.GBU.GBRG1.MS.1A-4501 | NG.GBRG1.1A-4501-45UR-001 | NG.GBRG1.1A-4501-45UR-001 | 25 | 8 | 00007 | B |  | SUPERVISORY COMPUT 1,FISCAL METERIN PKG | 39 | NG01 | GBRG1 |  | PCH |  | B |  | NG01 |  |  |  |  | O.NG.PAE.GBA.FAC |  |  |  |  | NG01 | GBU | GBUINST | NG01 |  | CBPC |  |  |  | SUPERVISORY COMPUTER 1, FISCAL METERIN PKG | [16 empty] | EP_F_GENERAL | EP_F_PCE | SUPERVISORY COMPUTER 1, FISCAL METERIN PKG | 42 | YES | PM001 |  | N |  |  | NO | CBPC | NO | expected
NG.GBU.GBRG1.MS.1A-4501 | NG.GBRG1.1A-4501-45UR-002 | #N/A | 25 | 8 | 00007 | B |  | SUPERVISORY COMPUT 2,FISCAL METERIN PKG | 40 | NG01 | GBRG1 |  | PCH |  | B |  | NG01 |  |  |  |  | O.NG.PAE.GBA.FAC |  |  |  |  | NG01 | GBU | GBUINST | NG01 |  | CBPC |  |  |  | SUPERVISORY COMPUTER 2, FISCAL METERIN PKG | [16 empty] | EP_F_GENERAL | EP_F_PCE | SUPERVISORY COMPUTER 1, FISCAL METERIN PKG | 42 | YES | PM001 |  | N |  |  | Not in SAP | Not in SAP
NG.GBU.GBRG1.MS.1A-4501 | NG.GBRG1.1A-4501-45UR-101A | NG.GBRG1.1A-4501-45UR-101A | 26 | 8 | 00007 | B |  | FLOW COMPUTER 1, GAS MTRING PKG TRAIN 1 | 40 | NG01 | GBRG1 |  | PCH |  | B |  | NG01 |  |  |  |  | O.NG.PAE.GBA.FAC |  |  |  |  | NG01 | GBU | GBUINST | NG01 |  | CBPC |  |  |  | FLOW COMPUTER 1,GAS MTRING PKG TRAIN 1 (PAY) | [16 empty] | EP_F_GENERAL | EP_F_PCE | FLOW COMPUTER 1,GAS MTRING PKG TRAIN 1 (PAY) | 45 | YES | PM001 |  | N |  |  | NO | CBPC | NO | expected
NG.GBU.GBRG1.MS.1A-4501 | NG.GBRG1.1A-4501-45UR-101B | NG.GBRG1.1A-4501-45UR-101B | 26 | 8 | 00007 | B |  | FLOW COMPUTER 2, GAS MTRING PKG TRAIN 1 | 40 | NG01 | GBRG1 |  | PCH |  | B |  | NG01 |  |  |  |  | O.NG.PAE.GBA.FAC |  |  |  |  | NG01 | GBU | GBUINST | NG01 |  | CBPC |  |  |  | FLOW COMPUTER 2,GAS MTRING PKG TRAIN 1(CHECK) | [16 empty] | EP_F_GENERAL | EP_F_PCE | FLOW COMPUTER 2,GAS MTRING PKG TRAIN 1(CHECK) | 47 | YES | PM001 |  | N |  |  | NO | CBPC | NO | expected
NG.GBU.GBRG1.MS.1A-4501 | NG.GBRG1.1A-4501-45FICA-105 | NG.GBRG1.1A-4501-45FICA-105 | 27 | 8 | 00007 | B |  | 45FICA-105,EXP METER,TR1,METER SYS,CPF | 38 | NG01 | GBRG1 |  | PCH |  | B |  | NG01 |  |  |  |  | O.NG.PAE.GBA.FAC |  |  |  |  | NG01 | GBU | GBUINST | NG01 |  | TXRE |  |  |  | 45FICA-105,EXP METER,TR1,METER SYS,CPF | [8 empty] | FMC ORIFICE | [5 empty] | UKMM 08 01 01479 |  | EP_F_GENERAL | EP_F_PCE | 45FICA-105,EXP METER,TR1,METER SYS,CPF | 38 | YES | PM001 |  | N |  |  | YES | TXRE | Component Itself
NG.GBU.GBRG1.MS.1A-4501 | NG.GBRG1.1A-4501-45FT-101A | NG.GBRG1.1A-4501-45FT-101A | 26 | 8 | 00007 | B |  | 45FT-101/A,EXP METER,TR1,METER SYS,CPF | 38 | NG01 | GBRG1 |  | PCH |  | B |  | NG01 |  |  |  |  | O.NG.PAE.GBA.FAC |  |  |  |  | NG01 | GBU | GBUINST | NG01 |  | TXDP |  |  |  | 45FT-101/A,EXP METER (PAY),TR1,METER SYS,CPF | [8 empty] | EMERSON PROCESS MANAGEMENT |  | 3051CD | [5 empty] | EP_F_GENERAL | EP_F_PCE | 45FT-101/A,EXP METER (PAY),TR1,METER SYS,CPF | 44 | YES | PM001 |  | N |  |  | YES | TXDP | Component Itself
NG.GBU.GBRG1.MS.1A-4501 | NG.GBRG1.1A-4501-45FT-101B | NG.GBRG1.1A-4501-45FT-101B | 26 | 8 | 00007 | B |  | 45FT-101/B,EXP METER,TR1,METER SYS,CPF | 38 | NG01 | GBRG1 |  | PCH |  | B |  | NG01 |  |  |  |  | O.NG.PAE.GBA.FAC |  |  |  |  | NG01 | GBU | GBUINST | NG01 |  | TXDP |  |  |  | 45FT-101/B,EXP METER, (CHECK)TR1,METER SYS,CPF | [8 empty] | EMERSON PROCESS MANAGEMENT |  | 3051CD | [5 empty] | EP_F_GENERAL | EP_F_PCE | 45FT-101/B,EXP METER, (CHECK)TR1,METER SYS,CPF | 46 | YES | PM001 |  | N |  |  | YES | TXDP | Component Itself
NG.GBU.GBRG1.MS.1A-4501 | NG.GBRG1.1A-4501-45FT-101C | NG.GBRG1.1A-4501-45FT-101C | 26 | 8 | 00007 | B |  | 45FT-101/C,EXP METER,TR1,METER SYS,CPF | 38 | NG01 | GBRG1 |  | PCH |  | B |  | NG01 |  |  |  |  | O.NG.PAE.GBA.FAC |  |  |  |  | NG01 | GBU | GBUINST | NG01 |  | TXDP |  |  |  | 45FT-101/C,EXP METER,(PAY)TR1,METER SYS,CPF | [8 empty] | EMERSON PROCESS MANAGEMENT |  | 3051CD | [5 empty] | EP_F_GENERAL | EP_F_PCE | 45FT-101/C,EXP METER,(PAY)TR1,METER SYS,CPF | 43 | YES | PM001 |  | N |  |  | YES | TXDP | Component Itself
NG.GBU.GBRG1.MS.1A-4501 | NG.GBRG1.1A-4501-45FT-101D | NG.GBRG1.1A-4501-45FT-101D | 26 | 8 | 00007 | B |  | 45FT-101/D,EXP METER,TR1,METER SYS,CPF | 38 | NG01 | GBRG1 |  | PCH |  | B |  | NG01 |  |  |  |  | O.NG.PAE.GBA.FAC |  |  |  |  | NG01 | GBU | GBUINST | NG01 |  | TXDP |  |  |  | 45FT-101/D,EXP METER (CHECK),TR1,METER SYS,CPF | [8 empty] | EMERSON PROCESS MANAGEMENT |  | 3051CD | [5 empty] | EP_F_GENERAL | EP_F_PCE | 45FT-101/D,EXP METER (CHECK),TR1,METER SYS,CPF | 46 | YES | PM001 |  | N |  |  | YES | TXDP | Component Itself
NG.GBU.GBRG1.MS.1A-4501 | NG.GBRG1.1A-4501-45TT-101A | NG.GBRG1.1A-4501-45TT-101A | 26 | 8 | 00007 | B |  | 45TT-101/A,EXP METER,TR1,METER SYS,CPF | 38 | NG01 | GBRG1 |  | PCH |  | B |  | NG01 |  |  |  |  | O.NG.PAE.GBA.FAC |  |  |  |  | NG01 | GBU | GBUINST | NG01 |  | TXTE |  |  |  | 45TT-101/A,EXP METER (PAY)TR1,METER SYS,CPF | [8 empty] | EMERSON PROCESS MANAGEMENT | [7 empty] | EP_F_GENERAL | EP_F_PCE | 45TT-101/A,EXP METER (PAY)TR1,METER SYS,CPF | 43 | YES | PM001 |  | N |  |  | NO | TXTE | Component Itself
NG.GBU.GBRG1.MS.1A-4501 | NG.GBRG1.1A-4501-45TE-101A | NG.GBRG1.1A-4501-45TE-101A | 26 | 8 | 00007 | B |  | 45TE-101/A,EXP METER,TR1,METER SYS,CPF | 38 | NG01 | GBRG1 |  | PCH |  | B |  | NG01 |  |  |  |  | O.NG.PAE.GBA.FAC |  |  |  |  | NG01 | GBU | GBUINST | NG01 |  | TXRE |  |  |  | 45TE-101/A,EXP METER,(PAY)TR1,METER SYS,CPF | [8 empty] | EMERSON PROCESS MANAGEMENT | [7 empty] | EP_F_GENERAL | EP_F_PCE | 45TE-101/A,EXP METER,(PAY)TR1,METER SYS,CPF | 43 | YES | PM001 |  | N |  |  | NO | TXRE | Component Itself
NG.GBU.GBRG1.MS.1A-4501 | NG.GBRG1.1A-4501-45TT-101B | NG.GBRG1.1A-4501-45TT-101B | 26 | 8 | 00007 | B |  | 45TT-101/B,EXP METER,TR1,METER SYS,CPF | 38 | NG01 | GBRG1 |  | PCH |  | B |  | NG01 |  |  |  |  | O.NG.PAE.GBA.FAC |  |  |  |  | NG01 | GBU | GBUINST | NG01 |  | TXTE |  |  |  | 45TT-101/B,EXP METER,(CHECK)TR1,METER SYS,CPF | [8 empty] | EMERSON PROCESS MANAGEMENT | [7 empty] | EP_F_GENERAL | EP_F_PCE | 45TT-101/B,EXP METER,(CHECK)TR1,METER SYS,CPF | 45 | YES | PM001 |  | N |  |  | NO | TXTE | Component Itself
NG.GBU.GBRG1.MS.1A-4501 | NG.GBRG1.1A-4501-45TE-101B | NG.GBRG1.1A-4501-45TE-101B | 26 | 8 | 00007 | B |  | 45TE-101/B,EXP METER,TR1,METER SYS,CPF | 38 | NG01 | GBRG1 |  | PCH |  | B |  | NG01 |  |  |  |  | O.NG.PAE.GBA.FAC |  |  |  |  | NG01 | GBU | GBUINST | NG01 |  | TXRE |  |  |  | 45TE-101/B,EXP METER,(CHECK)TR1,METER SYS,CPF | [8 empty] | EMERSON PROCESS MANAGEMENT | [7 empty] | EP_F_GENERAL | EP_F_PCE | 45TE-101/B,EXP METER,(CHECK)TR1,METER SYS,CPF | 45 | YES | PM001 |  | N |  |  | NO | TXRE | Component Itself
NG.GBU.GBRG1.MS.1A-4501 | NG.GBRG1.1A-4501-45PT-101A | NG.GBRG1.1A-4501-45PT-101A | 26 | 8 | 00007 | B |  | 45PT-101/A,EXP METER,TR1,METER SYS,CPF | 38 | NG01 | GBRG1 |  | PCH |  | B |  | NG01 |  |  |  |  | O.NG.PAE.GBA.FAC |  |  |  |  | NG01 | GBU | GBUINST | NG01 |  | TXPR |  |  |  | 45PT-101/A,EXP METER,(PAY)TR1,METER SYS,CPF | [8 empty] | EMERSON PROCESS MANAGEMENT | [7 empty] | EP_F_GENERAL | EP_F_PCE | 45PT-101/A,EXP METER,(PAY)TR1,METER SYS,CPF | 43 | YES | PM001 |  | N |  |  | NO | TXPR | Yes
NG.GBU.GBRG1.MS.1A-4501 | NG.GBRG1.1A-4501-45PT-101B | NG.GBRG1.1A-4501-45PT-101B | 26 | 8 | 00007 | B |  | 45PT-101/B,EXP METER,TR1,METER SYS,CPF | 38 | NG01 | GBRG1 |  | PCH |  | B |  | NG01 |  |  |  |  | O.NG.PAE.GBA.FAC |  |  |  |  | NG01 | GBU | GBUINST | NG01 |  | TXPR |  |  |  | 45PT-101/B,EXP METER,(CHECK)TR1,METER SYS,CPF | [8 empty] | EMERSON PROCESS MANAGEMENT | [7 empty] | EP_F_GENERAL | EP_F_PCE | 45PT-101/B,EXP METER,(CHECK)TR1,METER SYS,CPF | 45 | YES | PM001 |  | N |  |  | NO | TXPR | Yes
DENSITOMETERS |  | #N/A |  |  |  | B
NG.GBU.GBRG1.MS.1A-4501 | NG.GBRG1.1A-4501-45QT-104A | NG.GBRG1.1A-4501-45QT-104A | 26 | 8 | 00007 | B |  | 45QT-104/A,EXP METER,TR1,METER SYS,CPF | 38 | NG01 | GBRG1 |  | PCH |  | B |  | NG01 |  |  |  |  | O.NG.PAE.GBA.FAC |  |  |  |  | NG01 | GBU | GBUINST | NG01 |  | QMAD |  |  |  | 45QT-104/A,EXP METER,TR1,METER SYS,CPF | [16 empty] | EP_F_GENERAL | EP_F_PCE | 45QT-104/A,EXP METER,TR1,METER SYS,CPF | 38 | YES | PM001 |  | N |  |  | YES | QMAD | Yes
NG.GBU.GBRG1.MS.1A-4501 | NG.GBRG1.1A-4501-45TE-104A | NG.GBRG1.1A-4501-45TE-104A | 26 | 8 | 00007 | B |  | 45TE-104/A,EXP METER,TR1,METER SYS,CPF | 38 | NG01 | GBRG1 |  | PCH |  | B |  | NG01 |  |  |  |  | O.NG.PAE.GBA.FAC |  |  |  |  | NG01 | GBU | GBUINST | NG01 |  | TXRE |  |  |  | 45TE-104/A,EXP METER,TR1,METER SYS,CPF | [16 empty] | EP_F_GENERAL | EP_F_PCE | 45TE-104/A,EXP METER,TR1,METER SYS,CPF | 38 | YES | PM001 |  | N |  |  | NO | TXRE | Component Itself
NG.GBU.GBRG1.MS.1A-4501 | NG.GBRG1.1A-4501-45QT-104B | NG.GBRG1.1A-4501-45QT-104B | 26 | 8 | 00007 | B |  | 45QT-104/B,EXP METER,TR1,METER SYS,CPF | 38 | NG01 | GBRG1 |  | PCH |  | B |  | NG01 |  |  |  |  | O.NG.PAE.GBA.FAC |  |  |  |  | NG01 | GBU | GBUINST | NG01 |  | QMAD |  |  |  | 45QT-104/B,EXP METER,TR1,METER SYS,CPF | [16 empty] | EP_F_GENERAL | EP_F_PCE | 45QT-104/B,EXP METER,TR1,METER SYS,CPF | 38 | YES | PM001 |  | N |  |  | YES | QMAD | Yes
NG.GBU.GBRG1.MS.1A-4501 | NG.GBRG1.1A-4501-45TE-104B | NG.GBRG1.1A-4501-45TE-104B | 26 | 8 | 00007 | B |  | 45TE-104/B,EXP METER,TR1,METER SYS,CPF | 38 | NG01 | GBRG1 |  | PCH |  | B |  | NG01 |  |  |  |  | O.NG.PAE.GBA.FAC |  |  |  |  | NG01 | GBU | GBUINST | NG01 |  | TXRE |  |  |  | 45TE-104/B,EXP METER,TR1,METER SYS,CPF | [16 empty] | EP_F_GENERAL | EP_F_PCE | 45TE-104/B,EXP METER,TR1,METER SYS,CPF | 38 | YES | PM001 |  | N |  |  | NO | TXRE | Component Itself
CLASS 1 METER (METER RUN 2) | NG.GBU.GBRG1.MS.2A-4501 | NG.GBU.GBRG1.MS.2A-4501 | 23 |  | 00006 | B | [53 empty] | Y |  |  | YES |  |  | superior
NG.GBU.GBRG1.MS.2A-4501 | NG.GBRG1.2A-4501-45UR-201A | NG.GBRG1.2A-4501-45UR-201A | 26 | 8 | 00007 | B |  | FLOW COMPUTER 1, GAS MTRING PKG TRAIN 2 | 40 | NG01 | GBRG1 |  | PCH |  | B |  | NG01 |  |  |  |  | O.NG.PAE.GBA.FAC |  |  |  |  | NG01 | GBU | GBUINST | NG01 |  | CBPC |  |  |  | FLOW COMPUTER 1,GAS MTRING PKG TRAIN 2(PAY) | [16 empty] | EP_F_GENERAL | EP_F_PCE | FLOW COMPUTER 1,GAS MTRING PKG TRAIN 2(PAY) | 44 | YES | PM001 |  | N |  |  | NO | CBPC | NO | expected
NG.GBU.GBRG1.MS.2A-4501 | NG.GBRG1.2A-4501-45UR-201B | NG.GBRG1.2A-4501-45UR-201B | 26 | 8 | 00007 | B |  | FLOW COMPUTER 2, GAS MTRING PKG TRAIN 2 | 40 | NG01 | GBRG1 |  | PCH |  | B |  | NG01 |  |  |  |  | O.NG.PAE.GBA.FAC |  |  |  |  | NG01 | GBU | GBUINST | NG01 |  | CBPC |  |  |  | FLOW COMPUTER 2,GAS MTRING PKG TRAIN 2(CHECK) | [16 empty] | EP_F_GENERAL | EP_F_PCE | FLOW COMPUTER 2,GAS MTRING PKG TRAIN 2(CHECK) | 47 | YES | PM001 |  | N |  |  | NO | CBPC | NO | expected
NG.GBU.GBRG1.MS.2A-4501 | NG.GBRG1.2A-4501-45FICA-205 | NG.GBRG1.2A-4501-45FICA-205 | 27 | 8 | 00007 | B |  | 45FICA-205,EXP METER,TR2,METER SYS,CPF | 38 | NG01 | GBRG1 |  | PCH |  | B |  | NG01 |  |  |  |  | O.NG.PAE.GBA.FAC |  |  |  |  | NG01 | GBU | GBUINST | NG01 |  | TXRE |  |  |  | 45FICA-205,EXP METER,TR2,METER SYS,CPF | [8 empty] | FMC ORIFICE | [5 empty] | UKMM 08 01 01477 |  | EP_F_GENERAL | EP_F_PCE | 45FICA-205,EXP METER,TR2,METER SYS,CPF | 38 | YES | PM001 |  | N |  |  | YES | TXRE | Component Itself
NG.GBU.GBRG1.MS.2A-4501 | NG.GBRG1.2A-4501-45FT-201A | NG.GBRG1.2A-4501-45FT-201A | 26 | 8 | 00007 | B |  | 45FT-201/A,EXP METER,TR2,METER SYS,CPF | 38 | NG01 | GBRG1 |  | PCH |  | B |  | NG01 |  |  |  |  | O.NG.PAE.GBA.FAC |  |  |  |  | NG01 | GBU | GBUINST | NG01 |  | TXDP |  |  |  | 45FT-201/A,EXP METER (PAY),TR2,METER SYS,CPF | [8 empty] | EMERSON PROCESS MANAGEMENT |  | 3051CD | [5 empty] | EP_F_GENERAL | EP_F_PCE | 45FT-201/A,EXP METER (PAY),TR2,METER SYS,CPF | 44 | YES | PM001 |  | N |  |  | YES | TXMF | Component Itself
NG.GBU.GBRG1.MS.2A-4501 | NG.GBRG1.2A-4501-45FT-201A | NG.GBRG1.2A-4501-45FT-201A | 26 | 8 | 00007 | B |  | 45FT-201/B,EXP METER,TR2,METER SYS,CPF | 38 | NG01 | GBRG1 |  | PCH |  | B |  | NG01 |  |  |  |  | O.NG.PAE.GBA.FAC |  |  |  |  | NG01 | GBU | GBUINST | NG01 |  | TXDP |  |  |  | 45FT-201/B,EXP METER, (CHECK)TR2,METER SYS,CPF | [8 empty] | EMERSON PROCESS MANAGEMENT |  | 3051CD | [5 empty] | EP_F_GENERAL | EP_F_PCE | 45FT-201/B,EXP METER, (CHECK)TR2,METER SYS,CPF | 46 | YES | PM001 |  | N |  |  | YES | TXMF | Component Itself
NG.GBU.GBRG1.MS.2A-4501 | NG.GBRG1.2A-4501-45FT-201C | NG.GBRG1.2A-4501-45FT-201C | 26 | 8 | 00007 | B |  | 45FT-201/C,EXP METER,TR2,METER SYS,CPF | 38 | NG01 | GBRG1 |  | PCH |  | B |  | NG01 |  |  |  |  | O.NG.PAE.GBA.FAC |  |  |  |  | NG01 | GBU | GBUINST | NG01 |  | TXDP |  |  |  | 45FT-101/C,EXP METER,(PAY)TR1,METER SYS,CPF | [8 empty] | EMERSON PROCESS MANAGEMENT |  | 3051CD | [5 empty] | EP_F_GENERAL | EP_F_PCE | 45FT-101/C,EXP METER,(PAY)TR1,METER SYS,CPF | 43 | YES | PM001 |  | N |  |  | YES | TXMF | Component Itself
NG.GBU.GBRG1.MS.2A-4501 | NG.GBRG1.2A-4501-45FT-201C | NG.GBRG1.2A-4501-45FT-201C | 26 | 8 | 00007 | B |  | 45FT-201/D,EXP METER,TR2,METER SYS,CPF | 38 | NG01 | GBRG1 |  | PCH |  | B |  | NG01 |  |  |  |  | O.NG.PAE.GBA.FAC |  |  |  |  | NG01 | GBU | GBUINST | NG01 |  | TXDP |  |  |  | 45FT-201/D,EXP METER (CHECK),TR2,METER SYS,CPF | [8 empty] | EMERSON PROCESS MANAGEMENT |  | 3051CD | [5 empty] | EP_F_GENERAL | EP_F_PCE | 45FT-201/D,EXP METER (CHECK),TR2,METER SYS,CPF | 46 | YES | PM001 |  | N |  |  | YES | TXMF | Component Itself
NG.GBU.GBRG1.MS.2A-4501 | NG.GBRG1.2A-4501-45TT-201A | NG.GBRG1.2A-4501-45TT-201A | 26 | 8 | 00007 | B |  | 45TT-201/A,EXP METER,TR2,METER SYS,CPF | 38 | NG01 | GBRG1 |  | PCH |  | B |  | NG01 |  |  |  |  | O.NG.PAE.GBA.FAC |  |  |  |  | NG01 | GBU | GBUINST | NG01 |  | TXTE |  |  |  | 45TT-201/A,EXP METER (PAY)TR2,METER SYS,CPF | [8 empty] | EMERSON PROCESS MANAGEMENT | [7 empty] | EP_F_GENERAL | EP_F_PCE | 45TT-201/A,EXP METER (PAY)TR2,METER SYS,CPF | 43 | YES | PM001 |  | N |  |  | NO | TXTE | Component Itself
NG.GBU.GBRG1.MS.2A-4501 | NG.GBRG1.2A-4501-45TE-201A | NG.GBRG1.2A-4501-45TE-201A | 26 | 8 | 00007 | B |  | 45TE-201/A,EXP METER,TR2,METER SYS,CPF | 38 | NG01 | GBRG1 |  | PCH |  | B |  | NG01 |  |  |  |  | O.NG.PAE.GBA.FAC |  |  |  |  | NG01 | GBU | GBUINST | NG01 |  | TXRE |  |  |  | 45TE-201/A,EXP METER,(PAY)TR2,METER SYS,CPF | [8 empty] | EMERSON PROCESS MANAGEMENT | [7 empty] | EP_F_GENERAL | EP_F_PCE | 45TE-201/A,EXP METER,(PAY)TR2,METER SYS,CPF | 43 | YES | PM001 |  | N |  |  | NO | TXRE | Component Itself
NG.GBU.GBRG1.MS.2A-4501 | NG.GBRG1.2A-4501-45TT-201B | NG.GBRG1.2A-4501-45TT-201B | 26 | 8 | 00007 | B |  | 45TT-201/B,EXP METER,TR2,METER SYS,CPF | 38 | NG01 | GBRG1 |  | PCH |  | B |  | NG01 |  |  |  |  | O.NG.PAE.GBA.FAC |  |  |  |  | NG01 | GBU | GBUINST | NG01 |  | TXTE |  |  |  | 45TT-201/B,EXP METER,(CHECK)TR2,METER SYS,CPF | [8 empty] | EMERSON PROCESS MANAGEMENT | [7 empty] | EP_F_GENERAL | EP_F_PCE | 45TT-201/B,EXP METER,(CHECK)TR2,METER SYS,CPF | 45 | YES | PM001 |  | N |  |  | NO | TXTE | Component Itself
NG.GBU.GBRG1.MS.2A-4501 | NG.GBRG1.2A-4501-45TE-201B | NG.GBRG1.2A-4501-45TE-201B | 26 | 8 | 00007 | B |  | 45TE-201/B,EXP METER,TR2,METER SYS,CPF | 38 | NG01 | GBRG1 |  | PCH |  | B |  | NG01 |  |  |  |  | O.NG.PAE.GBA.FAC |  |  |  |  | NG01 | GBU | GBUINST | NG01 |  | TXRE |  |  |  | 45TE-201/B,EXP METER,(CHECK)TR1,METER SYS,CPF | [8 empty] | EMERSON PROCESS MANAGEMENT | [7 empty] | EP_F_GENERAL | EP_F_PCE | 45TE-201/B,EXP METER,(CHECK)TR1,METER SYS,CPF | 45 | YES | PM001 |  | N |  |  | NO | TXRE | Component Itself
NG.GBU.GBRG1.MS.2A-4501 | NG.GBRG1.2A-4501-45PT-201A | NG.GBRG1.2A-4501-45PT-201A | 26 | 8 | 00007 | B |  | 45PT-201/A,EXP METER,TR2,METER SYS,CPF | 38 | NG01 | GBRG1 |  | PCH |  | B |  | NG01 |  |  |  |  | O.NG.PAE.GBA.FAC |  |  |  |  | NG01 | GBU | GBUINST | NG01 |  | TXPR |  |  |  | 45PT-201/A,EXP METER,(PAY)TR2,METER SYS,CPF | [8 empty] | EMERSON PROCESS MANAGEMENT | [7 empty] | EP_F_GENERAL | EP_F_PCE | 45PT-201/A,EXP METER,(PAY)TR2,METER SYS,CPF | 43 | YES | PM001 |  | N |  |  | NO | TXPR | Yes
NG.GBU.GBRG1.MS.2A-4501 | NG.GBRG1.2A-4501-45PT-201B | NG.GBRG1.2A-4501-45PT-201B | 26 | 8 | 00007 | B |  | 45PT-201/B,EXP METER,TR2,METER SYS,CPF | 38 | NG01 | GBRG1 |  | PCH |  | B |  | NG01 |  |  |  |  | O.NG.PAE.GBA.FAC |  |  |  |  | NG01 | GBU | GBUINST | NG01 |  | TXPR |  |  |  | 45PT-201/B,EXP METER,(CHECK)TR2,METER SYS,CPF | [8 empty] | EMERSON PROCESS MANAGEMENT | [7 empty] | EP_F_GENERAL | EP_F_PCE | 45PT-201/B,EXP METER,(CHECK)TR2,METER SYS,CPF | 45 | YES | PM001 |  | N |  |  | NO | TXPR | Yes
DENSITOMETERS |  | #N/A |  |  |  | B
NG.GBU.GBRG1.MS.2A-4501 | NG.GBRG1.2A-4501-45QT-204A | NG.GBRG1.2A-4501-45QT-204A | 26 | 8 | 00007 | B |  | 45QT-204/A,EXP METER,TR2,METER SYS,CPF | 38 | NG01 | GBRG1 |  | PCH |  | B |  | NG01 |  |  |  |  | O.NG.PAE.GBA.FAC |  |  |  |  | NG01 | GBU | GBUINST | NG01 |  | QMAD |  |  |  | 45QT-204/A,EXP METER,TR2,METER SYS,CPF | [16 empty] | EP_F_GENERAL | EP_F_PCE | 45QT-204/A,EXP METER,TR2,METER SYS,CPF | 38 | YES | PM001 |  | N |  |  | YES | QMAD | Yes
NG.GBU.GBRG1.MS.2A-4501 | NG.GBRG1.2A-4501-45TE-204A | NG.GBRG1.2A-4501-45TE-204A | 26 | 8 | 00007 | B |  | 45TE-204/A,EXP METER,TR2,METER SYS,CPF | 38 | NG01 | GBRG1 |  | PCH |  | B |  | NG01 |  |  |  |  | O.NG.PAE.GBA.FAC |  |  |  |  | NG01 | GBU | GBUINST | NG01 |  | TXRE |  |  |  | 45TE-204/A,EXP METER,TR2,METER SYS,CPF | [16 empty] | EP_F_GENERAL | EP_F_PCE | 45TE-204/A,EXP METER,TR2,METER SYS,CPF | 38 | YES | PM001 |  | N |  |  | NO | TXRE | Component Itself
NG.GBU.GBRG1.MS.2A-4501 | NG.GBRG1.2A-4501-45QT-204B | NG.GBRG1.2A-4501-45QT-204B | 26 | 8 | 00007 | B |  | 45QT-204/B,EXP METER,TR2,METER SYS,CPF | 38 | NG01 | GBRG1 |  | PCH |  | B |  | NG01 |  |  |  |  | O.NG.PAE.GBA.FAC |  |  |  |  | NG01 | GBU | GBUINST | NG01 |  | QMAD |  |  |  | 45QT-204/B,EXP METER,TR2,METER SYS,CPF | [16 empty] | EP_F_GENERAL | EP_F_PCE | 45QT-204/B,EXP METER,TR2,METER SYS,CPF | 38 | YES | PM001 |  | N |  |  | YES | QMAD | Yes
NG.GBU.GBRG1.MS.2A-4501 | NG.GBRG1.2A-4501-45TE-204B | NG.GBRG1.2A-4501-45TE-204B | 26 | 8 | 00007 | B |  | 45TE-204/B,EXP METER,TR2,METER SYS,CPF | 38 | NG01 | GBRG1 |  | PCH |  | B |  | NG01 |  |  |  |  | O.NG.PAE.GBA.FAC |  |  |  |  | NG01 | GBU | GBUINST | NG01 |  | TXRE |  |  |  | 45TE-204/B,EXP METER,TR2,METER SYS,CPF | [16 empty] | EP_F_GENERAL | EP_F_PCE | 45TE-204/B,EXP METER,TR2,METER SYS,CPF | 38 | YES | PM001 |  | N |  |  | NO | TXRE | Component Itself
CLASS 1 METER (METER RUN 4) | NG.GBU.GBRG1.MS.4A-4501 | NG.GBU.GBRG1.MS.4A-4501 | 23 |  |  | B | [53 empty] | Y |  |  | YES |  |  | superior
NG.GBU.GBRG1.MS.4A-4501 | NG.GBRG1.4A-4501-45UR-401A | #N/A | 26 | 8 | 00007 | B |  | FLOW COMPUTER 1, GAS MTRING PKG TRAIN 4 | 40 | NG01 | GBRG1 |  | PCH |  | B |  | NG01 | [42 empty] | N |  |  | Not in SAP | Not in SAP
NG.GBU.GBRG1.MS.4A-4501 | NG.GBRG1.4A-4501-45UR-401B | #N/A | 26 | 8 | 00007 | B |  | FLOW COMPUTER 2, GAS MTRING PKG TRAIN 4 | 40 | NG01 | GBRG1 |  | PCH |  | B |  | NG01 | [42 empty] | N |  |  | Not in SAP | Not in SAP
NG.GBU.GBRG1.MS.4A-4501 | NG.GBRG1.4A-4501-45FICA-405 | #N/A | 27 | 8 | 00007 | B |  | 45FICA-405,EXP METER,SPARE RUN,METER SYS | 40 | NG01 | GBRG1 |  | PCH |  | B |  | NG01 |  |  |  |  | O.NG.PAE.GBA.FAC |  |  |  |  | NG01 | GBU | GBUINST | NG01 |  | TXRE |  |  |  | 45FICA-405,EXP METER,SPARE RUN,METER SYS,CPF | [8 empty] | FMC ORIFICE | [5 empty] | UKMM 08 01 01478 |  | EP_F_GENERAL | EP_F_PCE | 45FICA-405,EXP METER,SPARE RUN,METER SYS,CPF | 44 | YES | PM001 |  | N |  |  | Not in SAP | Not in SAP
NG.GBU.GBRG1.MS.4A-4501 | NG.GBRG1.4A-4501-45FT-401A | NG.GBRG1.4A-4501-45FT-401A | 26 | 8 | 00007 | B |  | 45FT-401/A,EXP METER,SPARE RUN,METER SYS | 40 | NG01 | GBRG1 |  | PCH |  | B |  | NG01 |  |  |  |  | O.NG.PAE.GBA.FAC |  |  |  |  | NG01 | GBU | GBUINST | NG01 |  | TXDP |  |  |  | 45FT-401/A,EXP METER (PAY),SPARE RUN,METER SYS,CPF | [8 empty] | EMERSON PROCESS MANAGEMENT |  | 3051CD | [5 empty] | EP_F_GENERAL | EP_F_PCE | 45FT-401/A,EXP METER (PAY),SPARE RUN,METER SYS,CPF | 51 | YES | PM001 |  | N |  |  | YES | TXMF | Component Itself
NG.GBU.GBRG1.MS.4A-4501 | NG.GBRG1.4A-4501-45FT-401A | NG.GBRG1.4A-4501-45FT-401A | 26 | 8 | 00007 | B |  | 45FT-401/B,EXP METER,SPARE RUN,METER SYS | 40 | NG01 | GBRG1 |  | PCH |  | B |  | NG01 |  |  |  |  | O.NG.PAE.GBA.FAC |  |  |  |  | NG01 | GBU | GBUINST | NG01 |  | TXDP |  |  |  | 45FT-401/B,EXP METER, (CHECK)SPARE RUN,METER SYS,CPF | [8 empty] | EMERSON PROCESS MANAGEMENT |  | 3051CD | [5 empty] | EP_F_GENERAL | EP_F_PCE | 45FT-401/B,EXP METER, (CHECK)SPARE RUN,METER SYS,CPF | 52 | YES | PM001 |  | N |  |  | YES | TXMF | Component Itself
NG.GBU.GBRG1.MS.4A-4501 | NG.GBRG1.4A-4501-45FT-401C | NG.GBRG1.4A-4501-45FT-401C | 26 | 8 | 00007 | B |  | 45FT-401/C,EXP METER,SPARE RUN,METER SYS | 40 | NG01 | GBRG1 |  | PCH |  | B |  | NG01 |  |  |  |  | O.NG.PAE.GBA.FAC |  |  |  |  | NG01 | GBU | GBUINST | NG01 |  | TXDP |  |  |  | 45FT-401/C,EXP METER,(PAY)TR1,METER SYS,CPF | [8 empty] | EMERSON PROCESS MANAGEMENT |  | 3051CD | [5 empty] | EP_F_GENERAL | EP_F_PCE | 45FT-401/C,EXP METER,(PAY)TR1,METER SYS,CPF | 43 | YES | PM001 |  | N |  |  | YES | TXMF | Component Itself
NG.GBU.GBRG1.MS.4A-4501 | NG.GBRG1.4A-4501-45FT-401C | NG.GBRG1.4A-4501-45FT-401C | 26 | 8 | 00007 | B |  | 45FT-401/D,EXP METER,SPARE RUN,METER SYS | 40 | NG01 | GBRG1 |  | PCH |  | B |  | NG01 |  |  |  |  | O.NG.PAE.GBA.FAC |  |  |  |  | NG01 | GBU | GBUINST | NG01 |  | TXDP |  |  |  | 45FT-401/D,EXP METER (CHECK),SPARE RUN,METER SYS,CPF | [8 empty] | EMERSON PROCESS MANAGEMENT |  | 3051CD | [5 empty] | EP_F_GENERAL | EP_F_PCE | 45FT-401/D,EXP METER (CHECK),SPARE RUN,METER SYS,CPF | 52 | YES | PM001 |  | N |  |  | YES | TXMF | Component Itself
NG.GBU.GBRG1.MS.4A-4501 | NG.GBRG1.4A-4501-45TT-401A | #N/A | 26 | 8 | 00007 | B |  | 45TT-401/A,EXP METER,SPARE RUN,METER SYS | 40 | NG01 | GBRG1 |  | PCH |  | B |  | NG01 |  |  |  |  | O.NG.PAE.GBA.FAC |  |  |  |  | NG01 | GBU | GBUINST | NG01 |  | TXTE |  |  |  | 45TT-401/A,EXP METER (PAY)SPARE RUN,METER SYS,CPF | [8 empty] | EMERSON PROCESS MANAGEMENT | [7 empty] | EP_F_GENERAL | EP_F_PCE | 45TT-401/A,EXP METER (PAY)SPARE RUN,METER SYS,CPF | 49 | YES | PM001 |  | N |  |  | Not in SAP | Not in SAP
NG.GBU.GBRG1.MS.4A-4501 | NG.GBRG1.4A-4501-45TE-401A | #N/A | 26 | 8 | 00007 | B |  | 45TE-401/A,EXP METER,SPARE RUN,METER SYS | 40 | NG01 | GBRG1 |  | PCH |  | B |  | NG01 |  |  |  |  | O.NG.PAE.GBA.FAC |  |  |  |  | NG01 | GBU | GBUINST | NG01 |  | TXRE |  |  |  | 45TE-401/A,EXP METER,(PAY)TR2,METER SYS,CPF | [8 empty] | EMERSON PROCESS MANAGEMENT | [7 empty] | EP_F_GENERAL | EP_F_PCE | 45TE-401/A,EXP METER,(PAY)TR2,METER SYS,CPF | 43 | YES | PM001 |  | N |  |  | Not in SAP | Not in SAP
NG.GBU.GBRG1.MS.4A-4501 | NG.GBRG1.4A-4501-45TT-401B | #N/A | 26 | 8 | 00007 | B |  | 45TT-401/B,EXP METER,SPARE RUN,METER SYS | 40 | NG01 | GBRG1 |  | PCH |  | B |  | NG01 |  |  |  |  | O.NG.PAE.GBA.FAC |  |  |  |  | NG01 | GBU | GBUINST | NG01 |  | TXTE |  |  |  | 45TT-401/B,EXP METER,(CHECK)SPARE RUN,METER SYS,CPF | [8 empty] | EMERSON PROCESS MANAGEMENT | [7 empty] | EP_F_GENERAL | EP_F_PCE | 45TT-401/B,EXP METER,(CHECK)SPARE RUN,METER SYS,CPF | 51 | YES | PM001 |  | N |  |  | Not in SAP | Not in SAP
NG.GBU.GBRG1.MS.4A-4501 | NG.GBRG1.4A-4501-45TE-401B | #N/A | 26 | 8 | 00007 | B |  | 45TE-401/B,EXP METER,SPARE RUN,METER SYS | 40 | NG01 | GBRG1 |  | PCH |  | B |  | NG01 |  |  |  |  | O.NG.PAE.GBA.FAC |  |  |  |  | NG01 | GBU | GBUINST | NG01 |  | TXRE |  |  |  | 45TE-401/B,EXP METER,(CHECK)SPARE RUN,METER SYS,CPF | [8 empty] | EMERSON PROCESS MANAGEMENT | [7 empty] | EP_F_GENERAL | EP_F_PCE | 45TE-401/B,EXP METER,(CHECK)SPARE RUN,METER SYS,CPF | 52 | YES | PM001 |  | N |  |  | Not in SAP | Not in SAP
NG.GBU.GBRG1.MS.4A-4501 | NG.GBRG1.4A-4501-45PT-401A | NG.GBRG1.4A-4501-45PT-401A | 26 | 8 | 00007 | B |  | 45PT-401/A,EXP METER,SPARE RUN,METER SYS | 40 | NG01 | GBRG1 |  | PCH |  | B |  | NG01 |  |  |  |  | O.NG.PAE.GBA.FAC |  |  |  |  | NG01 | GBU | GBUINST | NG01 |  | TXPR |  |  |  | 45PT-401/A,EXP METER,(PAY)SPARE RUN,METER SYS,CPF | [8 empty] | EMERSON PROCESS MANAGEMENT | [7 empty] | EP_F_GENERAL | EP_F_PCE | 45PT-401/A,EXP METER,(PAY)SPARE RUN,METER SYS,CPF | 50 | YES | PM001 |  | N |  |  | NO | TXPR | Yes
NG.GBU.GBRG1.MS.4A-4501 | NG.GBRG1.4A-4501-45PT-401B | NG.GBRG1.4A-4501-45PT-401B | 26 | 8 | 00007 | B |  | 45PT-401/B,EXP METER,SPARE RUN,METER SYS | 40 | NG01 | GBRG1 |  | PCH |  | B |  | NG01 |  |  |  |  | O.NG.PAE.GBA.FAC |  |  |  |  | NG01 | GBU | GBUINST | NG01 |  | TXPR |  |  |  | 45PT-401/B,EXP METER,(CHECK)SPARE RUN,METER SYS,CPF | [8 empty] | EMERSON PROCESS MANAGEMENT | [7 empty] | EP_F_GENERAL | EP_F_PCE | 45PT-401/B,EXP METER,(CHECK)SPARE RUN,METER SYS,CPF | 51 | YES | PM001 |  | N |  |  | NO | TXPR | Yes
DENSITOMETERS |  | #N/A |  |  |  | B
NG.GBU.GBRG1.MS.4A-4501 | NG.GBRG1.4A-4501-45QT-404A | #N/A | 26 | 8 | 00007 | B |  | 45QT-404/A,EXP METER,TR4,METER SYS,CPF | 38 | NG01 | GBRG1 |  | PCH |  | B |  | NG01 |  |  |  |  | O.NG.PAE.GBA.FAC |  |  |  |  | NG01 | GBU | GBUINST | NG01 |  | QMAD |  |  |  | 45QT-404/A,EXP METER,TR4,METER SYS,CPF | [16 empty] | EP_F_GENERAL | EP_F_PCE | 45QT-404/A,EXP METER,TR4,METER SYS,CPF | 38 | YES | PM001 |  | N |  |  | Not in SAP | Not in SAP
NG.GBU.GBRG1.MS.4A-4501 | NG.GBRG1.4A-4501-45TE-404A | #N/A | 26 | 8 | 00007 | B |  | 45TE-404/A,EXP METER,TR4,METER SYS,CPF | 38 | NG01 | GBRG1 |  | PCH |  | B |  | NG01 |  |  |  |  | O.NG.PAE.GBA.FAC |  |  |  |  | NG01 | GBU | GBUINST | NG01 |  | TXRE |  |  |  | 45TE-404/A,EXP METER,TR4,METER SYS,CPF | [16 empty] | EP_F_GENERAL | EP_F_PCE | 45TE-404/A,EXP METER,TR4,METER SYS,CPF | 38 | YES | PM001 |  | N |  |  | Not in SAP | Not in SAP
NG.GBU.GBRG1.MS.4A-4501 | NG.GBRG1.4A-4501-45QT-404B | #N/A | 26 | 8 | 00007 | B |  | 45QT-404/B,EXP METER,TR4,METER SYS,CPF | 38 | NG01 | GBRG1 |  | PCH |  | B |  | NG01 |  |  |  |  | O.NG.PAE.GBA.FAC |  |  |  |  | NG01 | GBU | GBUINST | NG01 |  | QMAD |  |  |  | 45QT-404/B,EXP METER,TR4,METER SYS,CPF | [16 empty] | EP_F_GENERAL | EP_F_PCE | 45QT-404/B,EXP METER,TR4,METER SYS,CPF | 38 | YES | PM001 |  | N |  |  | Not in SAP | Not in SAP
NG.GBU.GBRG1.MS.4A-4501 | NG.GBRG1.4A-4501-45TE-4404B | #N/A | 27 | 8 | 00007 | B |  | 45TE-404/B,EXP METER,TR4,METER SYS,CPF | 38 | NG01 | GBRG1 |  | PCH |  | B |  | NG01 |  |  |  |  | O.NG.PAE.GBA.FAC |  |  |  |  | NG01 | GBU | GBUINST | NG01 |  | TXRE |  |  |  | 45TE-404/B,EXP METER,TR4,METER SYS,CPF | [16 empty] | EP_F_GENERAL | EP_F_PCE | 45TE-404/B,EXP METER,TR4,METER SYS,CPF | 38 | YES | PM001 |  | N |  |  | Not in SAP | Not in SAP
CLASS 1 METER (FUEL GAS BUY BACK 1) | NG.GBU.GBRG1.MS.A-4502A | NG.GBU.GBRG1.MS.A-4502A | 23 |  |  | B | [53 empty] | Y |  |  | YES |  |  | superior
NG.GBU.GBRG1.MS.A-4502A | NG.GBRG1.A-4502A-45UR-801 | #N/A | 25 | 8 | 00007 | B |  | FLOW COMPUTER 1, GAS IMP,METER SYS,CPF | 39 | NG01 | GBRG1 |  | PCH |  | B |  | NG01 |  |  |  |  | O.NG.PAE.GBA.FAC |  |  |  |  | NG01 | GBU | GBUINST | NG01 |  | CBPC |  |  |  | FLOW COMPUTER 1, GAS IMP,METER A SYS,CPF | [16 empty] | EP_F_GENERAL | EP_F_PCE | FLOW COMPUTER 1, GAS IMP,METER A SYS,CPF | 40 | YES | PM001 |  | N |  |  | Not in SAP | Not in SAP
NG.GBU.GBRG1.MS.A-4502A | NG.GBRG1.A-4502A-45FT-801 | NG.GBRG1.A-4502A-45FT-801 | 25 | 8 | 00007 | B |  | 45FT-801,GAS IMP METER A,METER SYS,CPF | 38 | NG01 | GBRG1 |  | PCH |  | B |  | NG01 |  |  |  |  | O.NG.PAE.GBA.FAC |  |  |  |  | NG01 | GBU | GBUINST | NG01 |  | TXMF |  |  |  | 45FT-801,GAS IMP METER A,METER SYS,CPF | [8 empty] | SICK |  | ALTO IV / FLOWSIC600 | [5 empty] | EP_F_GENERAL | EP_F_PCE | 45FT-801,GAS IMP METER A,METER SYS,CPF | 38 | YES | PM001 |  | N |  |  | YES | TXMF | Component Itself
NG.GBU.GBRG1.MS.A-4502A | NG.GBRG1.A-4502A-45FE-801 | NG.GBRG1.A-4502A-45FE-801 | 25 | 8 | 00007 | B |  | 45FE-801,GAS IMP METER A,METER SYS,CPF | 38 | NG01 | GBRG1 |  | PCH |  | B |  | NG01 |  |  |  |  | O.NG.PAE.GBA.FAC |  |  |  |  | NG01 | GBU | GBUINST | NG01 |  | LOIN |  |  |  | 45FE-801,GAS IMP METER A,METER SYS,CPF | [8 empty] | SICK |  | ALTO IV / FLOWSIC600 | [5 empty] | EP_F_GENERAL | EP_F_PCE | 45FE-801,GAS IMP METER A,METER SYS,CPF | 38 | YES | PM001 |  | N |  |  | NO | PECO | No
NG.GBU.GBRG1.MS.A-4502A | NG.GBRG1.A-4502A-45PT-801 | #N/A | 25 | 8 | 00007 | B |  | 45PT-801,GAS IMP METER A,METER SYS,CPF | 38 | NG01 | GBRG1 |  | PCH |  | B |  | NG01 |  |  |  |  | O.NG.PAE.GBA.FAC |  |  |  |  | NG01 | GBU | GBUINST | NG01 |  | TXPR |  |  |  | 45PT-801,GAS IMP METER A,METER SYS,CPF | [8 empty] | EMERSON PROCESS MANAGEMENT |  | 3051 | [5 empty] | EP_F_GENERAL | EP_F_PCE | 45PT-801,GAS IMP METER A,METER SYS,CPF | 38 | YES | PM001 |  | N |  |  | Not in SAP | Not in SAP
NG.GBU.GBRG1.MS.A-4502A | NG.GBRG1.A-4502A-45TT-801 | NG.GBRG1.A-4502A-45TT-801 | 25 | 8 | 00007 | B |  | 45TT-801,GAS IMP METER A,METER SYS,CPF | 38 | NG01 | GBRG1 |  | PCH |  | B |  | NG01 |  |  |  |  | O.NG.PAE.GBA.FAC |  |  |  |  | NG01 | GBU | GBUINST | NG01 |  | TXTE |  |  |  | 45TT-801,GAS IMP METER A,METER SYS,CPF | [8 empty] | EMERSON PROCESS MANAGEMENT |  | 02154567 | [5 empty] | EP_F_GENERAL | EP_F_PCE | 45TT-801,GAS IMP METER A,METER SYS,CPF | 38 | YES | PM001 |  | N |  |  | NO | TXTE | Component Itself
NG.GBU.GBRG1.MS.A-4502A | NG.GBRG1.A-4502A-45TE-801 | NG.GBRG1.A-4502A-45TE-801 | 25 | 8 | 00007 | B |  | 45TE-801,GAS IMP METER A,METER SYS,CPF | 38 | NG01 | GBRG1 |  | PCH |  | B |  | NG01 |  |  |  |  | O.NG.PAE.GBA.FAC |  |  |  |  | NG01 | GBU | GBUINST | NG01 |  | TXRE |  |  |  | 45TE-801,GAS IMP METER A,METER SYS,CPF | [8 empty] | EMERSON PROCESS MANAGEMENT | [7 empty] | EP_F_GENERAL | EP_F_PCE | 45TE-801,GAS IMP METER A,METER SYS,CPF | 38 | YES | PM001 |  | N |  |  | NO | TXRE | Component Itself
DENSITOMETERS |  | #N/A |  |  |  | B
NG.GBU.GBRG1.MS.A-4502A | NG.GBRG1.A-4502A-45QT-801 | NG.GBRG1.A-4502A-45QT-801 | 25 | 8 | 00007 | B |  | 45QT-801,GAS IMP METER A,METER SYS,CPF | 38 | NG01 | GBRG1 |  | PCH |  | B |  | NG01 |  |  |  |  | O.NG.PAE.GBA.FAC |  |  |  |  | NG01 | GBU | GBUINST | NG01 |  | QMAD |  |  |  | 45QT-801,GAS IMP METER A,METER SYS,CPF | [16 empty] | EP_F_GENERAL | EP_F_PCE | 45QT-801,GAS IMP METER A,METER SYS,CPF | 38 | YES | PM001 |  | N |  |  | YES | QMAD | Yes
NG.GBU.GBRG1.MS.A-4502A | NG.GBRG1.A-4502A-45TE-801 | NG.GBRG1.A-4502A-45TE-801 | 25 | 8 | 00007 | B |  | 45TE-801,GAS IMP METER A,METER SYS,CPF | 38 | NG01 | GBRG1 |  | PCH |  | B |  | NG01 |  |  |  |  | O.NG.PAE.GBA.FAC |  |  |  |  | NG01 | GBU | GBUINST | NG01 |  | TXRE |  |  |  | 45TE-801,GAS IMP METER A,METER SYS,CPF | [16 empty] | EP_F_GENERAL | EP_F_PCE | 45TE-801,GAS IMP METER A,METER SYS,CPF | 38 | YES | PM001 |  | N |  |  | NO | TXRE | Component Itself
CLASS 1 METER (FUEL GAS BUY BACK 2) | NG.GBU.GBRG1.MS.A-4502B | NG.GBU.GBRG1.MS.A-4502B | 23 |  |  | B | [53 empty] | Y |  |  | YES |  |  | superior
NG.GBU.GBRG1.MS.A-4502B | NG.GBRG1.4A-4502B-45UR-901 | #N/A | 26 | 8 | 00007 | B |  | FLOW COMPUTER 1, GAS IMP,METER SYS,CPF | 39 | NG01 | GBRG1 |  | PCH |  | B |  | NG01 |  |  |  |  | O.NG.PAE.GBA.FAC |  |  |  |  | NG01 | GBU | GBUINST | NG01 |  | CBPC |  |  |  | FLOW COMPUTER 1, GAS IMP,METER B SYS,CPF | [16 empty] | EP_F_GENERAL | EP_F_PCE | FLOW COMPUTER 1, GAS IMP,METER B SYS,CPF | 40 | YES | PM001 |  | N |  |  | Not in SAP | Not in SAP
NG.GBU.GBRG1.MS.A-4502B | NG.GBRG1.A-4502B-45FT-901 | NG.GBRG1.A-4502B-45FT-901 | 25 | 8 | 00007 | B |  | 45FT-901,GAS IMP METER B,METER SYS,CPF | 38 | NG01 | GBRG1 |  | PCH |  | B |  | NG01 |  |  |  |  | O.NG.PAE.GBA.FAC |  |  |  |  | NG01 | GBU | GBUINST | NG01 |  | TXMF |  |  |  | 45FT-901,GAS IMP METER B,METER SYS,CPF | [8 empty] | SICK |  | ALTO IV / FLOWSIC600 | [5 empty] | EP_F_GENERAL | EP_F_PCE | 45FT-901,GAS IMP METER B,METER SYS,CPF | 38 | YES | PM001 |  | N |  |  | YES | TXMF | Component Itself
NG.GBU.GBRG1.MS.A-4502B | NG.GBRG1.A-4502B-45FE-901 | NG.GBRG1.A-4502B-45FE-901 | 25 | 8 | 00007 | B |  | 45FE-901,GAS IMP METER B,METER SYS,CPF | 38 | NG01 | GBRG1 |  | PCH |  | B |  | NG01 |  |  |  |  | O.NG.PAE.GBA.FAC |  |  |  |  | NG01 | GBU | GBUINST | NG01 |  | LOIN |  |  |  | 45FE-901,GAS IMP METER B,METER SYS,CPF | [8 empty] | SICK |  | ALTO IV / FLOWSIC600 | [5 empty] | EP_F_GENERAL | EP_F_PCE | 45FE-901,GAS IMP METER B,METER SYS,CPF | 38 | YES | PM001 |  | N |  |  | NO | PECO | No
NG.GBU.GBRG1.MS.A-4502B | NG.GBRG1.A-4502B-45PT-901 | NG.GBRG1.A-4502B-45PT-901 | 25 | 8 | 00007 | B |  | 45PT-901,GAS IMP METER B,METER SYS,CPF | 38 | NG01 | GBRG1 |  | PCH |  | B |  | NG01 |  |  |  |  | O.NG.PAE.GBA.FAC |  |  |  |  | NG01 | GBU | GBUINST | NG01 |  | TXPR |  |  |  | 45PT-901,GAS IMP METER B,METER SYS,CPF | [8 empty] | EMERSON PROCESS MANAGEMENT |  | 3051 | [5 empty] | EP_F_GENERAL | EP_F_PCE | 45PT-901,GAS IMP METER B,METER SYS,CPF | 38 | YES | PM001 |  | N |  |  | YES | TXPR | Yes
NG.GBU.GBRG1.MS.A-4502B | NG.GBRG1.A-4502B-45TT-901 | NG.GBRG1.A-4502B-45TT-901 | 25 | 8 | 00007 | B |  | 45TT-901,GAS IMP METER B,METER SYS,CPF | 38 | NG01 | GBRG1 |  | PCH |  | B |  | NG01 |  |  |  |  | O.NG.PAE.GBA.FAC |  |  |  |  | NG01 | GBU | GBUINST | NG01 |  | TXTE |  |  |  | 45TT-901,GAS IMP METER B,METER SYS,CPF | [8 empty] | EMERSON PROCESS MANAGEMENT |  | 02154568 | [5 empty] | EP_F_GENERAL | EP_F_PCE | 45TT-901,GAS IMP METER B,METER SYS,CPF | 38 | YES | PM001 |  | N |  |  | NO | TXTE | Component Itself
NG.GBU.GBRG1.MS.A-4502B | NG.GBRG1.A-4502B-45TE-901 | NG.GBRG1.A-4502B-45TE-901 | 25 | 8 | 00007 | B |  | 45TE-901,GAS IMP METER B,METER SYS,CPF | 38 | NG01 | GBRG1 |  | PCH |  | B |  | NG01 |  |  |  |  | O.NG.PAE.GBA.FAC |  |  |  |  | NG01 | GBU | GBUINST | NG01 |  | TXRE |  |  |  | 45TE-901,GAS IMP METER B,METER SYS,CPF | [8 empty] | EMERSON PROCESS MANAGEMENT | [7 empty] | EP_F_GENERAL | EP_F_PCE | 45TE-901,GAS IMP METER B,METER SYS,CPF | 38 | YES | PM001 |  | N |  |  | NO | TXRE | Component Itself
DENSITOMETERS |  | #N/A |  |  |  | B
NG.GBU.GBRG1.MS.A-4502B | NG.GBRG1.A-4502B-45QT-901 | #N/A | 25 | 8 | 00007 | B |  | 45QT-901,GAS IMP METER B,METER SYS,CPF | 38 | NG01 | GBRG1 |  | PCH |  | B |  | NG01 |  |  |  |  | O.NG.PAE.GBA.FAC |  |  |  |  | NG01 | GBU | GBUINST | NG01 |  | QMAD |  |  |  | 45QT-901,GAS IMP METER B,METER SYS,CPF | [16 empty] | EP_F_GENERAL | EP_F_PCE | 45QT-901,GAS IMP METER B,METER SYS,CPF | 38 | YES | PM001 |  | N |  |  | Not in SAP | Not in SAP
NG.GBU.GBRG1.MS.A-4502B | NG.GBRG1.A-4502B-45TE-901 | NG.GBRG1.A-4502B-45TE-901 | 25 | 8 | 00007 | B |  | 45TE-901,GAS IMP METER B,METER SYS,CPF | 38 | NG01 | GBRG1 |  | PCH |  | B |  | NG01 |  |  |  |  | O.NG.PAE.GBA.FAC |  |  |  |  | NG01 | GBU | GBUINST | NG01 |  | TXRE |  |  |  | 45TE-901,GAS IMP METER B,METER SYS,CPF | [16 empty] | EP_F_GENERAL | EP_F_PCE | 45TE-901,GAS IMP METER B,METER SYS,CPF | 38 | YES | PM001 |  | N |  |  | NO | TXRE | Component Itself
CLASS 1 METER (CPF GAS SUPPLY TO BSEB) | NG.GBU.GBRG1.FG | NG.GBU.GBRG1.FG | 15 |  |  | B | [53 empty] | Y |  |  | NO |  |  | superior
NG.GBU.GBRG1.FG | NG.GBU.GBRG1.FG.69FT-001 | NG.GBU.GBRG1.FG.69FT-001 | 24 | 7 | 00002 | B |  | 69FT-001,FUEL GAS SYSTEM,CPF | 28 | NG01 | GBRG1 |  | PCH |  | B |  | NG01 |  |  |  |  | O.NG.PAE.GBA.FAC |  |  |  |  | NG01 | GBU | GBUINST | NG01 |  | TXUS |  |  |  | 69FT-001,FUEL GAS SYSTEM,CPF | [8 empty] | ELSTER-INSTROMET |  | Q SONIC 3C | [5 empty] | EP_F_GENERAL | EP_F_PCE | 69FT-001,FUEL GAS SYSTEM,CPF | 28 | YES | PM001 |  | N |  |  | YES | TXUS | Component Itself
NG.GBU.GBRG1.FG | NG.GBU.GBRG1.FG.69PT-001 | NG.GBU.GBRG1.FG.69PT-001 | 24 | 7 | 00002 | B |  | 69PT-001,FUEL GAS SYSTEM,CPF | 28 | NG01 | GBRG1 |  | PCH |  | B |  | NG01 |  |  |  |  | O.NG.PAE.GBA.FAC |  |  |  |  | NG01 | GBU | GBUINST | NG01 |  | TXPR |  |  |  | 69PT-001,FUEL GAS SYSTEM, FOR COMPENSATION CPF | [8 empty] | YOKOGAWA | [7 empty] | EP_F_GENERAL | EP_F_PCE | 69PT-001,FUEL GAS SYSTEM, FOR COMPENSATION CPF | 46 | YES | PM001 |  | N |  |  | NO | TXPR | Yes
NG.GBU.GBRG1.FG | NG.GBU.GBRG1.FG.69TT-001 | NG.GBU.GBRG1.FG.69TT-001 | 24 | 7 | 00002 | B |  | 69TT-001,FUEL GAS SYSTEM,CPF | 28 | NG01 | GBRG1 |  | PCH |  | B |  | NG01 |  |  |  |  | O.NG.PAE.GBA.FAC |  |  |  |  | NG01 | GBU | GBUINST | NG01 |  | TXTE |  |  |  | 69TT-001,FUEL GAS SYSTEM, FOR COMPENSATION CPF | [8 empty] | YOKOGAWA | [7 empty] | EP_F_GENERAL | EP_F_PCE | 69TT-001,FUEL GAS SYSTEM, FOR COMPENSATION CPF | 46 | YES | PM001 |  | N |  |  | NO | TXTE | Component Itself
NG.GBU.GBRG1.FG | NG.GBU.GBRG1.FG.69TE-001 | NG.GBU.GBRG1.FG.69TE-001 | 24 | 7 | 00002 | B |  | 69TE-001,FUEL GAS SYSTEM,CPF | 28 | NG01 | GBRG1 |  | PCH |  | B |  | NG01 |  |  |  |  | O.NG.PAE.GBA.FAC |  |  |  |  | NG01 | GBU | GBUINST | NG01 |  | TXRE |  |  |  | 69TT-001,FUEL GAS SYSTEM,CPF | [8 empty] | YOKOGAWA | [7 empty] | EP_F_GENERAL | EP_F_PCE | 69TE-001,FUEL GAS SYSTEM,CPF | 28 | YES | PM001 |  | N |  |  | NO | TXRE | Component Itself
CLASS 1 METER (CPF GAS SUPPLY TO BSEB) | NG.GBU.KOLS1.FG | NG.GBU.KOLS1.FG |  |  |  | B |  |  | 0 | [50 empty] | Y |  |  | NO |  |  | superior
NG.GBU.KOLS1.FG.V-6901 | NG.KOLS1.V-6901-69FT-001 | NG.KOLS1.V-6901-69FT-001 | 24 |  |  | B |  | 69FT-001,FG SCBER,FUEL SYS,KCREEK RIF | 37 | NG01 | KOLS1 |  | PCH |  | B |  | NG01 |  |  |  |  | O.NG.PAE.GBG.FAC |  |  |  |  | NG01 | GBU | GBUINST | NG01 |  | TXUS |  |  |  | 69FT-001,FUEL GAS SYSTEM,KOLS1 | [8 empty] | ELSTER-INSTROMET |  | MICROSONIC 2C | [5 empty] | EP_F_GENERAL | EP_F_PCE | 69FT-001,FUEL GAS SYSTEM,KOLS1 | 30 | YES | PM001 |  | N |  |  | YES | TXUS | Component Itself
NG.GBU.KOLS1.FG.V-6901 | NG.KOLS1.V-6901-69PT-001 | NG.KOLS1.V-6901-69PT-001 |  |  |  | B |  | 69PT-001,FG SCBER,FUEL SYS,KCREEK RIF | 37 | NG01 | KOLS1 |  | PCH |  | B |  | NG01 |  |  |  |  | O.NG.PAE.GBG.FAC |  |  |  |  | NG01 | GBU | GBUINST | NG01 |  | TXPR |  |  |  | 69PT-001,FUEL GAS SYSTEM, FOR COMPENSATION KOLS1 | [8 empty] | YOKOGAWA | [7 empty] | EP_F_GENERAL | EP_F_PCE | 69PT-001,FUEL GAS SYSTEM, FOR COMPENSATION KOLS1 | 48 | YES | PM001 |  | N |  |  | NO | TXPR | Yes
NG.GBU.KOLS1.FG.V-6901 | NG.KOLS1.V-6901-69TT-001 | NG.KOLS1.V-6901-69TT-001 |  |  |  | B |  | 69TT-001,FG SCBER,FUEL SYS,KCREEK RIF | 37 | NG01 | KOLS1 |  | PCH |  | B |  | NG01 |  |  |  |  | O.NG.PAE.GBG.FAC |  |  |  |  | NG01 | GBU | GBUINST | NG01 |  | TXTE |  |  |  | 69TT-001,FUEL GAS SYSTEM, FOR COMPENSATION KOLS1 | [8 empty] | YOKOGAWA | [7 empty] | EP_F_GENERAL | EP_F_PCE | 69TT-001,FUEL GAS SYSTEM, FOR COMPENSATION KOLS1 | 48 | YES | PM001 |  | N |  |  | NO | TXTE | Component Itself
NG.GBU.KOLS1.FG.V-6901 | NG.KOLS1.V-6901-69TE-001 | NG.KOLS1.V-6901-69TE-001 |  |  |  | B |  | 69TE-001,FG SCBER,FUEL SYS,KCREEK RIF | 37 | NG01 | KOLS1 |  | PCH |  | B |  | NG01 |  |  |  |  | O.NG.PAE.GBG.FAC |  |  |  |  | NG01 | GBU | GBUINST | NG01 |  | TXRE |  |  |  | 69TT-001,FUEL GAS SYSTEM,KOLS1 | [8 empty] | YOKOGAWA | [7 empty] | EP_F_GENERAL | EP_F_PCE | 69TT-001,FUEL GAS SYSTEM,KOLS1 |  | YES | PM001 |  | N |  |  | NO | TXRE | Component Itself
GAS CHROMATOGRAPH | NG.GBU.GBRG1.MS | NG.GBU.GBRG1.MS |  |  |  | B | [53 empty] | Y |  |  | NO |  |  | superior
NG.GBU.GBRG1.MS | NG.GBU.GBRG1.MS.45QT-001 | NG.GBU.GBRG1.MS.45QT-001 | 24 | 7 | 00002 | B |  | GAS CHROMATOGRAPH 1,METER SYSTEM,CPF | 36 | NG01 | GBRG1 |  | PCH |  | B |  | NG01 |  |  |  |  | O.NG.PAE.GBA.FAC |  |  |  |  | NG01 | GBU | GBUINST | NG01 |  | QMAG |  |  |  | GAS CHROMATOGRAPH 1,METER SYSTEM,CPF | [8 empty] | SIEMENS GC | [5 empty] | M1309 |  | EP_F_GENERAL | EP_F_PCE | GAS CHROMATOGRAPH 1,METER SYSTEM,CPF | 36 | YES | PM001 |  | N |  |  | YES | QMAG | Yes
NG.GBU.GBRG1.MS | NG.GBU.GBRG1.MS.45QT-002 | NG.GBU.GBRG1.MS.45QT-002 | 24 | 7 | 00002 | B |  | GAS CHROMATOGRAPH 2,METER SYSTEM,CPF | 36 | NG01 | GBRG1 |  | PCH |  | B |  | NG01 |  |  |  |  | O.NG.PAE.GBA.FAC |  |  |  |  | NG01 | GBU | GBUINST | NG01 |  | QMAG |  |  |  | GAS CHROMATOGRAPH 2,METER SYSTEM,CPF | [8 empty] | SIEMENS GC | [5 empty] | M1310 |  | EP_F_GENERAL | EP_F_PCE | GAS CHROMATOGRAPH 2,METER SYSTEM,CPF | 36 | YES | PM001 |  | N |  |  | YES | QMAG | Yes
CLASS 1 EPF METERS | NG.GBU.GBRG2.MS | NG.GBU.GBRG2.MS |  |  |  | B | [53 empty] | Y |  |  | NO |  |  | superior
NG.GBU.GBRG2.MS.A-4501 | NG.GBRG2.A-4501-45FT5500 | #N/A | 24 | 8 | 00007 | B |  | 45FT5500,METRNG SKID,METRNG | 27 | NG01 | GBRG2 |  | PCH |  | B |  | NG01 |  |  |  |  | O.NG.PAE.GBE.FAC.71300 |  |  |  |  | NG01 | GBU | GBUINST | NG01 |  | TXUS |  |  |  | 45FT5500,METRNG SKID,METRNG | [8 empty] | DANIEL GAS ULTRASONIC |  | 3400 |  |  |  | 09-070256 |  | EP_F_GENERAL | EP_F_PCE | 45FT5500,METRNG SKID,METRNG | 27 | YES | PM001 |  | N |  |  | Not in SAP | Not in SAP
NG.GBU.GBRG2.MS.A-4501 | NG.GBRG2.A-4501-45FE5500 | #N/A | 24 | 8 | 00007 | B |  | 45FE5500,FLOW ELEMENT METRNG SKID,METRNG | 40 | NG01 | GBRG2 |  | PCH |  | B |  | NG01 |  |  |  |  | O.NG.PAE.GBE.FAC.71300 |  |  |  |  | NG01 | GBU | GBUINST | NG01 |  | LOFL |  |  |  | 45FE5500,FLOW ELEMENT METRNG SKID,METRNG | [8 empty] | DANIEL GAS ULTRASONIC | [7 empty] | EP_F_GENERAL | EP_F_PCE | 45FE5500,FLOW ELEMENT METRNG SKID,METRNG | 40 | YES | PM001 |  | N |  |  | Not in SAP | Not in SAP
NG.GBU.GBRG2.MS.A-4501 | NG.GBRG2.A-4501-45FT5501 | #N/A | 24 | 8 | 00007 | B |  | 45FT5501,METRNG SKID,METRNG | 27 | NG01 | GBRG2 |  | PCH |  | B |  | NG01 |  |  |  |  | O.NG.PAE.GBE.FAC.71300 |  |  |  |  | NG01 | GBU | GBUINST | NG01 |  | TXUS |  |  |  | 45FT5501,METRNG SKID,METRNG | [8 empty] | DANIEL GAS ULTRASONIC |  | 3400 |  |  |  | 09-070255 |  | EP_F_GENERAL | EP_F_PCE | 45FT5501,METRNG SKID,METRNG | 27 | YES | PM001 |  | N |  |  | Not in SAP | Not in SAP
NG.GBU.GBRG2.MS.A-4501 | NG.GBRG2.A-4501-45FE5501 | #N/A | 24 | 8 | 00007 | B |  | 45FE5501,FLOW ELEMENT METRNG SKID,METRNG | 40 | NG01 | GBRG2 |  | PCH |  | B |  | NG01 |  |  |  |  | O.NG.PAE.GBE.FAC.71300 |  |  |  |  | NG01 | GBU | GBUINST | NG01 |  | LOFL |  |  |  | 45FE5501,FLOW ELEMENT METRNG SKID,METRNG | [8 empty] | DANIEL GAS ULTRASONIC | [7 empty] | EP_F_GENERAL | EP_F_PCE | 45FE5501,FLOW ELEMENT METRNG SKID,METRNG | 40 | YES | PM001 |  | N |  |  | Not in SAP | Not in SAP
CLASS 2 (MICROMOTION TANSMITTERS) CORIOLLIS METERS | NG.GBU.GBRG1.GS | #N/A |  |  |  | B | [53 empty] | Y |  |  | NO |  |  | superior
NG.GBU.GBRG1.GS.V-1106 | NG.GBRG1.V-1106-11FT-602A | NG.GBRG1.V-1106-11FT-602A | 25 | 8 | 00007 | B |  | 11FT-602/A,KOR NAG CATCH,GAS SEP SYS,CPF | 40 | NG01 | GBRG1 |  | PCH |  | B |  | NG01 |  |  |  |  | O.NG.PAE.GBA.FAC |  |  |  |  | NG01 | GBU | GBUINST | NG01 |  | TXMF |  |  |  | 11FT-602/A,KOR NAG CATCH,GAS SEP SYS,CPF | [8 empty] | EMERSON (MICRO MOTION) |  | 2700R11EEFEZZZ |  |  |  | 3837606 |  | EP_F_GENERAL | EP_F_PCE | 11FT-602/A,KOR NAG CATCH,GAS SEP SYS,CPF | 40 | YES | PM002 |  | N |  |  | YES | TXMF | Component Itself
NG.GBU.GBRG1.GS.V-1106 | NG.GBRG1.V-1106-11FT-602B | NG.GBRG1.V-1106-11FT-602B | 25 | 8 | 00007 | B |  | 11FT-602/B,KOR NAG CATCH,GAS SEP SYS,CPF | 40 | NG01 | GBRG1 |  | PCH |  | B |  | NG01 |  |  |  |  | O.NG.PAE.GBA.FAC |  |  |  |  | NG01 | GBU | GBUINST | NG01 |  | TXMF |  |  |  | 11FT-602/B,KOR NAG CATCH,GAS SEP SYS,CPF | [8 empty] | EMERSON (MICRO MOTION) |  | 2700R11EEFEZZZ |  |  |  | 3784384 |  | EP_F_GENERAL | EP_F_PCE | 11FT-602/B,KOR NAG CATCH,GAS SEP SYS,CPF | 40 | YES | PM002 |  | N |  |  | YES | TXMF | Component Itself
NG.GBU.GBRG1.GS.V-1106 | NG.GBRG1.V-1106-11FE-602A | NG.GBRG1.V-1106-11FE-602A | 25 | 8 | 00007 | B |  | 11FE-602/A,KOR NAG CATCH,GAS SEP SYS,CPF | 40 | NG01 | GBRG1 |  | PCH |  | B |  | NG01 |  |  |  |  | O.NG.PAE.GBA.FAC |  |  |  |  | NG01 | GBU | GBUINST | NG01 |  | LOIN |  |  |  | 11FE-602/A,KOR NAG CATCH,GAS SEP SYS,CPF | [8 empty] | EMERSON (MICRO MOTION) |  | CMF300H999NAEZEZZX |  |  |  | 14093763 |  | EP_F_GENERAL | EP_F_PCE | 11FE-602/A,KOR NAG CATCH,GAS SEP SYS,CPF | 40 | YES | PM002 |  | N |  |  | NO | PECO | No
NG.GBU.GBRG1.GS.V-1106 | NG.GBRG1.V-1106-11FE-602B | NG.GBRG1.V-1106-11FE-602B | 25 | 8 | 00007 | B |  | 11FE-602/B,KOR NAG CATCH,GAS SEP SYS,CPF | 40 | NG01 | GBRG1 |  | PCH |  | B |  | NG01 |  |  |  |  | O.NG.PAE.GBA.FAC |  |  |  |  | NG01 | GBU | GBUINST | NG01 |  | LOIN |  |  |  | 11FE-602/B,KOR NAG CATCH,GAS SEP SYS,CPF | [8 empty] | EMERSON (MICRO MOTION) |  | CMF300H999NAEZEZZX |  |  |  | 14094559 |  | EP_F_GENERAL | EP_F_PCE | 11FE-602/B,KOR NAG CATCH,GAS SEP SYS,CPF | 40 | YES | PM002 |  | N |  |  | NO | PECO | No
NG.GBU.GBRG1.GS.V-1104 | NG.GBRG1.V-1104-11FT-401 | NG.GBRG1.V-1104-11FT-401 | 24 | 8 | 00007 | B |  | 11FT-401,KC NAG CATCH,GAS SEP SYS,CPF | 37 | NG01 | GBRG1 |  | PCH |  | B |  | NG01 |  |  |  |  | O.NG.PAE.GBA.FAC |  |  |  |  | NG01 | GBU | GBUINST | NG01 |  | TXMF |  |  |  | 11FT-401,KC NAG CATCH,GAS SEP SYS,CPF | [8 empty] | EMERSON (MICRO MOTION) |  | 2700R11EEFEZZZ |  |  |  | 3784272 |  | EP_F_GENERAL | EP_F_PCE | 11FT-401,KC NAG CATCH,GAS SEP SYS,CPF | 37 | YES | PM002 |  | N |  |  | YES | TXMF | Component Itself
NG.GBU.GBRG1.GS.V-1104 | NG.GBRG1.V-1104-11FT-402 | NG.GBRG1.V-1104-11FT-402 | 24 | 8 | 00007 | B |  | 11FT-402,KC NAG CATCH,GAS SEP SYS,CPF | 37 | NG01 | GBRG1 |  | PCH |  | B |  | NG01 |  |  |  |  | O.NG.PAE.GBA.FAC |  |  |  |  | NG01 | GBU | GBUINST | NG01 |  | TXMF |  |  |  | 11FT-402,KC NAG CATCH,GAS SEP SYS,CPF | [8 empty] | EMERSON (MICRO MOTION) |  | 2700R11EEFEZZZ |  |  |  | 3784272 |  | EP_F_GENERAL | EP_F_PCE | 11FT-402,KC NAG CATCH,GAS SEP SYS,CPF | 37 | YES | PM002 |  | N |  |  | YES | TXMF | Component Itself
NG.GBU.GBRG1.GS.V-1104 | NG.GBRG1.V-1104-11FE-401 | NG.GBRG1.V-1104-11FE-401 | 24 | 8 | 00007 | B |  | 11FE-401,KC NAG CATCH,GAS SEP SYS,CPF | 37 | NG01 | GBRG1 |  | PCH |  | B |  | NG01 |  |  |  |  | O.NG.PAE.GBA.FAC |  |  |  |  | NG01 | GBU | GBUINST | NG01 |  | LOIN |  |  |  | 11FE-401,KC NAG CATCH,GAS SEP SYS,CPF | [8 empty] | EMERSON (MICRO MOTION) | [7 empty] | EP_F_GENERAL | EP_F_PCE | 11FE-401,KC NAG CATCH,GAS SEP SYS,CPF | 37 | YES | PM002 |  | N |  |  | NO | PEOP | Component Itself
NG.GBU.GBRG1.GS.V-1104 | NG.GBRG1.V-1104-11FE-402 | NG.GBRG1.V-1104-11FE-402 | 24 | 8 | 00007 | B |  | 11FE-402,KC NAG CATCH,GAS SEP SYS,CPF | 37 | NG01 | GBRG1 |  | PCH |  | B |  | NG01 |  |  |  |  | O.NG.PAE.GBA.FAC |  |  |  |  | NG01 | GBU | GBUINST | NG01 |  | LOIN |  |  |  | 11FE-402,KC NAG CATCH,GAS SEP SYS,CPF | [8 empty] | EMERSON (MICRO MOTION) |  | CMF300H999NAEZEZZX |  |  |  | 14094560 |  | EP_F_GENERAL | EP_F_PCE | 11FE-402,KC NAG CATCH,GAS SEP SYS,CPF | 37 | YES | PM002 |  | N |  |  | NO | PECO | No
NG.GBU.GBRG1.GS.V-1103 | NG.GBRG1.V-1103-11FT-302A | NG.GBRG1.V-1103-11FT-302A | 25 | 8 | 00007 | B |  | 11FT-302/A,GB NAG CATCH,GAS SEP SYS,CPF | 39 | NG01 | GBRG1 |  | PCH |  | B |  | NG01 |  |  |  |  | O.NG.PAE.GBA.FAC |  |  |  |  | NG01 | GBU | GBUINST | NG01 |  | TXMF |  |  |  | 11FT-302/A,GB NAG CATCH,GAS SEP SYS,CPF | [8 empty] | EMERSON (MICRO MOTION) |  | 2700R11EEFEZZZ |  |  |  | 3837525 |  | EP_F_GENERAL | EP_F_PCE | 11FT-302/A,GB NAG CATCH,GAS SEP SYS,CPF | 39 | YES | PM002 |  | N |  |  | YES | TXMF | Component Itself
NG.GBU.GBRG1.GS.V-1103 | NG.GBRG1.V-1103-11FT-302B | NG.GBRG1.V-1103-11FT-302B | 25 | 8 | 00007 | B |  | 11FT-302/B,GB NAG CATCH,GAS SEP SYS,CPF | 39 | NG01 | GBRG1 |  | PCH |  | B |  | NG01 |  |  |  |  | O.NG.PAE.GBA.FAC |  |  |  |  | NG01 | GBU | GBUINST | NG01 |  | TXMF |  |  |  | 11FT-302/B,GB NAG CATCH,GAS SEP SYS,CPF | [8 empty] | EMERSON (MICRO MOTION) |  | 2700R11EEFEZZZ |  |  |  | 3784133 |  | EP_F_GENERAL | EP_F_PCE | 11FT-302/B,GB NAG CATCH,GAS SEP SYS,CPF | 39 | YES | PM002 |  | N |  |  | YES | TXMF | Component Itself
NG.GBU.GBRG1.GS.V-1103 | NG.GBRG1.V-1103-11FE-302A | NG.GBRG1.V-1103-11FE-302A | 25 | 8 | 00007 | B |  | 11FE-302/A,GB NAG CATCH,GAS SEP SYS,CPF | 39 | NG01 | GBRG1 |  | PCH |  | B |  | NG01 |  |  |  |  | O.NG.PAE.GBA.FAC |  |  |  |  | NG01 | GBU | GBUINST | NG01 |  | LOIN |  |  |  | 11FE-302/A,GB NAG CATCH,GAS SEP SYS,CPF | [8 empty] | EMERSON (MICRO MOTION) |  | CMF300H999NAEZEZZX |  |  |  | 14094561 |  | EP_F_GENERAL | EP_F_PCE | 11FE-302/A,GB NAG CATCH,GAS SEP SYS,CPF | 39 | YES | PM002 |  | N |  |  | NO | PECO | No
NG.GBU.GBRG1.GS.V-1103 | NG.GBRG1.V-1103-11FE-302B | NG.GBRG1.V-1103-11FE-302B | 25 | 8 | 00007 | B |  | 11FE-302/B,GB NAG CATCH,GAS SEP SYS,CPF | 39 | NG01 | GBRG1 |  | PCH |  | B |  | NG01 |  |  |  |  | O.NG.PAE.GBA.FAC |  |  |  |  | NG01 | GBU | GBUINST | NG01 |  | LOIN |  |  |  | 11FE-302/B,GB NAG CATCH,GAS SEP SYS,CPF | [8 empty] | EMERSON (MICRO MOTION) |  | CMF300H999NAEZEZZX |  |  |  | 14093765 |  | EP_F_GENERAL | EP_F_PCE | 11FE-302/B,GB NAG CATCH,GAS SEP SYS,CPF | 39 | YES | PM002 |  | N |  |  | NO | PECO | No
NG.GBU.GBRG1.GS.V-1101 | NG.GBRG1.V-1101-11FT-102A | NG.GBRG1.V-1101-11FT-102A | 25 | 8 | 00007 | B |  | 11FT-102/A,ZAR NAG CATCH,GAS SEP SYS,CPF | 40 | NG01 | GBRG1 |  | PCH |  | B |  | NG01 |  |  |  |  | O.NG.PAE.GBA.FAC |  |  |  |  | NG01 | GBU | GBUINST | NG01 |  | TXMF |  |  |  | 11FT-102/A,ZAR NAG CATCH,GAS SEP SYS,CPF | [8 empty] | EMERSON (MICRO MOTION) |  | 2700R11EEFEZZZ |  |  |  | 3783943 |  | EP_F_GENERAL | EP_F_PCE | 11FT-102/A,ZAR NAG CATCH,GAS SEP SYS,CPF | 40 | YES | PM002 |  | N |  |  | YES | TXMF | Component Itself
NG.GBU.GBRG1.GS.V-1101 | NG.GBRG1.V-1101-11FT-102B | NG.GBRG1.V-1101-11FT-102B | 25 | 8 | 00007 | B |  | 11FT-102/B,ZAR NAG CATCH,GAS SEP SYS,CPF | 40 | NG01 | GBRG1 |  | PCH |  | B |  | NG01 |  |  |  |  | O.NG.PAE.GBA.FAC |  |  |  |  | NG01 | GBU | GBUINST | NG01 |  | TXMF |  |  |  | 11FT-102/B,ZAR NAG CATCH,GAS SEP SYS,CPF | [8 empty] | EMERSON (MICRO MOTION) |  | 2700R11EEFEZZZ |  |  |  | 3783967 |  | EP_F_GENERAL | EP_F_PCE | 11FT-102/B,ZAR NAG CATCH,GAS SEP SYS,CPF | 40 | YES | PM002 |  | N |  |  | YES | TXMF | Component Itself
NG.GBU.GBRG1.GS.V-1101 | NG.GBRG1.V-1101-11FE-102A | NG.GBRG1.V-1101-11FE-102A | 25 | 8 | 00007 | B |  | 11FE-102/A,ZAR NAG CATCH,GAS SEP SYS,CPF | 40 | NG01 | GBRG1 |  | PCH |  | B |  | NG01 |  |  |  |  | O.NG.PAE.GBA.FAC |  |  |  |  | NG01 | GBU | GBUINST | NG01 |  | LOIN |  |  |  | 11FE-102/A,ZAR NAG CATCH,GAS SEP SYS,CPF | [8 empty] | EMERSON (MICRO MOTION) |  | CMF300H999NAEZEZZX |  |  |  | 14093766 |  | EP_F_GENERAL | EP_F_PCE | 11FE-102/A,ZAR NAG CATCH,GAS SEP SYS,CPF | 40 | YES | PM002 |  | N |  |  | NO | PECO | No
NG.GBU.GBRG1.GS.V-1101 | NG.GBRG1.V-1101-11FE-102B | NG.GBRG1.V-1101-11FE-102B | 25 | 8 | 00007 | B |  | 11FE-102/B,ZAR NAG CATCH,GAS SEP SYS,CPF | 40 | NG01 | GBRG1 |  | PCH |  | B |  | NG01 |  |  |  |  | O.NG.PAE.GBA.FAC |  |  |  |  | NG01 | GBU | GBUINST | NG01 |  | LOIN |  |  |  | 11FE-102/B,ZAR NAG CATCH,GAS SEP SYS,CPF | [8 empty] | EMERSON (MICRO MOTION) |  | CMF300H999NAEZEZZX |  |  |  | 14093764 |  | EP_F_GENERAL | EP_F_PCE | 11FE-102/B,ZAR NAG CATCH,GAS SEP SYS,CPF | 40 | YES | PM002 |  | N |  |  | NO | PECO | No
NG.GBU.GBRG1 | NG.GBU.GBRG1.OX | NG.GBU.GBRG1.OX | 15 |  |  | B | [53 empty] | Y |  |  | NO |  |  | superior
NG.GBU.GBRG1.OX | NG.GBU.GBRG1.OX.55FT-103 | #N/A | 24 | 7 | 00002 | B |  | 55FT-103,LIQUID EXPORT SYS, TRAIN 1CPF | 38 | NG01 | GBRG1 |  | PCH |  | B |  | NG01 |  |  |  |  | O.NG.PAE.GBA.FAC |  |  |  |  | NG01 | GBU | GBUINST | NG01 |  | QMFM |  |  |  | 55FT-103,LIQUID EXPORT SYS, TRAIN 1CPF | [8 empty] | EMERSON (MICRO MOTION) |  | 2700R11EEFEZZZ |  |  |  | 3768430 |  | EP_F_GENERAL | EP_F_PCE | 55FT-103,LIQUID EXPORT SYS, TRAIN 1CPF | 38 | YES | PM002 |  | N |  |  | Not in SAP | Not in SAP
NG.GBU.GBRG1.OX | NG.GBU.GBRG1.OX.55TT-102 | #N/A | 24 | 7 | 00002 | B |  | 55TT-102,TEMP TRANSM LIQUID EXPORT,TR 1 | 39 | NG01 | GBRG1 |  | PCH |  | B |  | NG01 |  |  |  |  | O.NG.PAE.GBA.FAC |  |  |  |  | NG01 | GBU | GBUINST | NG01 |  | TXGA |  |  |  | 55TT-102,TEMP TRANSM LIQUID EXPORT,TRAIN 1 | [8 empty] | YOKOGAWA | [7 empty] | EP_F_GENERAL | EP_F_PCE | 55TT-102,TEMP TRANSM FOR COMPENSATION LIQUID EXPORT,TRAIN 1 | 59 | YES | PM002 |  | N |  |  | Not in SAP | Not in SAP
NG.GBU.GBRG1.OX | NG.GBU.GBRG1.OX.55FE-103 | #N/A | 24 | 7 | 00002 | B |  | 55FE-103,LIQUID EXPORT,FLOW ELEMENT TR1 | 39 | NG01 | GBRG1 |  | PCH |  | B |  | NG01 |  |  |  |  | O.NG.PAE.GBA.FAC |  |  |  |  | NG01 | GBU | GBUINST | NG01 |  | QMFM |  |  |  | 55FE-103,LIQUID EXPORT,FLOW ELEMENT TR1 | [8 empty] | EMERSON (MICRO MOTION) |  | CMF400M999NAEZEZZX |  |  |  | 14093396 |  | EP_F_GENERAL | EP_F_PCE | 55FE-103,LIQUID EXPORT,FLOW ELEMENT TR1 | 39 | YES | PM002 |  | N |  |  | Not in SAP | Not in SAP
NG.GBU.GBRG1.OX | NG.GBU.GBRG1.OX.55FT-203 | #N/A | 24 | 7 | 00002 | B |  | 55FT-203,LIQUID EXPORT SYS,TRAIN 2CPF | 37 | NG01 | GBRG1 |  | PCH |  | B |  | NG01 |  |  |  |  | O.NG.PAE.GBA.FAC |  |  |  |  | NG01 | GBU | GBUINST | NG01 |  | QMFM |  |  |  | 55FT-203,LIQUID EXPORT SYS,TRAIN 2CPF | [8 empty] | EMERSON (MICRO MOTION) |  | 2700R11EEFEZZZ |  |  |  | 3761870 |  | EP_F_GENERAL | EP_F_PCE | 55FT-203,LIQUID EXPORT SYS,TRAIN 2CPF | 37 | YES | PM002 |  | N |  |  | Not in SAP | Not in SAP
NG.GBU.GBRG1.OX | NG.GBU.GBRG1.OX.55TT-202 | #N/A | 24 | 7 | 00002 | B |  | 55TT-202,TEMP TRANSM LIQUID EXPORT,TR 2 | 39 | NG01 | GBRG1 |  | PCH |  | B |  | NG01 |  |  |  |  | O.NG.PAE.GBA.FAC |  |  |  |  | NG01 | GBU | GBUINST | NG01 |  | LOIN |  |  |  | 55TT-202,TEMP TRANSM LIQUID EXPORT,TRAIN 2 | [8 empty] | YOKOGAWA | [7 empty] | EP_F_GENERAL | EP_F_PCE | 55TT-202,TEMP TRANSM FOR COMPENSATION LIQUID EXPORT,TRAIN 2 | 59 | YES | PM002 |  | N |  |  | Not in SAP | Not in SAP
NG.GBU.GBRG1.OX | NG.GBU.GBRG1.OX.55FE-203 | #N/A | 24 | 7 | 00002 | B |  | 55FE-103,LIQUID EXPORT,FLOW ELEMENT TR2 | 39 | NG01 | GBRG1 |  | PCH |  | B |  | NG01 |  |  |  |  | O.NG.PAE.GBA.FAC |  |  |  |  | NG01 | GBU | GBUINST | NG01 |  | QMFM |  |  |  | 55FE-203,LIQUID EXPORT,FLOW ELEMENT TR2 | [8 empty] | EMERSON (MICRO MOTION) |  | CMF400M999NAEZEZZX |  |  |  | 14093397 |  | EP_F_GENERAL | EP_F_PCE | 55FE-203,LIQUID EXPORT,FLOW ELEMENT TR1 | 39 | YES | PM002 |  | N |  |  | Not in SAP | Not in SAP
NG.GBU.GBRG1.OX.T-5501 | NG.GBRG1.T-5501-55FZT-011 | NG.GBRG1.T-5501-55FZT-011 | 25 | 7 | 00002 | B |  | 55FZT-011,COND STORAGE TANK,PMP SYS,CPF | 39 | NG01 | GBRG1 |  | PCH |  | B |  | NG01 |  |  |  |  | O.NG.PAE.GBA.FAC |  |  |  |  | NG01 | GBU | GBUINST | NG01 |  | TXMF |  |  |  | 55FZT-011,COND STORAGE TANK,PMP SYS,CPF | [8 empty] | EMERSON (MICRO MOTION) |  | 2700R11DEFEZZZ |  |  |  | 3784051 |  | EP_F_GENERAL | EP_F_PCE | 55FZT-011,COND STORAGE TANK,PMP SYS,CPF | 39 | YES | PM002 |  | N |  |  | YES | TXMF | Component Itself
NG.GBU.GBRG1.OX.T-5501 | NG.GBRG1.T-5501-55FE-011 | NG.GBRG1.T-5501-55FE-011 | 24 | 7 | 00002 | B |  | 55FE-011,COND STORAGE TANK,PMP SYS,CPF | 38 | NG01 | GBRG1 |  | PCH |  | B |  | NG01 |  |  |  |  | O.NG.PAE.GBA.FAC |  |  |  |  | NG01 | GBU | GBUINST | NG01 |  | LOIN |  |  |  | 55FE-011,COND STORAGE TANK,PMP SYS,CPF | [8 empty] | EMERSON (MICRO MOTION) |  | CMF300H999NAEZEZZX |  |  |  | 14093379 |  | EP_F_GENERAL | EP_F_PCE | 55FE-011,COND STORAGE TANK,PMP SYS,CPF | 38 | YES | PM002 |  | N |  |  | NO | PECO | No
NG.GBU.GBRG1.OX.T-5501 | NG.GBRG1.T-5501-55TT-012 | #N/A | 24 | 7 | 00002 | B |  | 55TT-012,COND STORAGE TANK,PMP SYS,CPF | 38 | NG01 | GBRG1 |  | PCH |  | B |  | NG01 |  |  |  |  | O.NG.PAE.GBA.FAC |  |  |  |  | NG01 | GBU | GBUINST | NG01 |  | TXGA |  |  |  | 55TT-012,COND STORAGE TANK,PMP SYS,CPF | [8 empty] | YOKOGAWA | [7 empty] | EP_F_GENERAL | EP_F_PCE | 55TT-012,TEMP TRANSM FOR COMPENSATION COND STORAGE TANK,PMP SYS,CPF | 67 | YES | PM002 |  | N |  |  | Not in SAP | Not in SAP
NG.GBU.GBRG1.OX | NG.GBU.GBRG1.OX.55FT-310 | #N/A | 24 | 7 | 00002 | B |  | 55FT-310,SPIKING PUMPS DISCHARGE HEADER | 39 | NG01 | GBRG1 |  | PCH |  | B |  | NG01 |  |  |  |  | O.NG.PAE.GBA.FAC |  |  |  |  | NG01 | GBU | GBUINST | NG01 |  | QMAO |  |  |  | 55FT-310,SPIKING PUMPS DISCHARGE HEADER | [8 empty] | EMERSON (MICRO MOTION) |  | 2700M12EEFEZZZ |  |  |  | 25571485 |  | EP_F_GENERAL | EP_F_PCE | 55FT-310,SPIKING PUMPS DISCHARGE HEADER | 39 | YES | PM002 |  | N |  |  | Not in SAP | Not in SAP
NG.GBU.GBRG1.OX | NG.GBU.GBRG1.OX.55FE-310 | #N/A | 24 | 7 | 00002 | B |  | 55FE-310,SPIKING PUMPS DISCHARGE HEADER | 39 | NG01 | GBRG1 |  | PCH |  | B |  | NG01 |  |  |  |  | O.NG.PAE.GBA.FAC |  |  |  |  | NG01 | GBU | GBUINST | NG01 |  | LOIN |  |  |  | 55FE-310,SPIKING PUMPS DISCHARGE HEADER | [8 empty] | EMERSON (MICRO MOTION) |  | CMF400H914N3EEEZZZ |  |  |  | 14412513 |  | EP_F_GENERAL | EP_F_PCE | 55FE-310,SPIKING PUMPS DISCHARGE HEADER | 39 | YES | PM002 |  | N |  |  | Not in SAP | Not in SAP
NG.GBU.GBRG1.OX | NG.GBU.GBRG1.OX.55TT-310 | #N/A | 24 | 7 | 00002 | B |  | 55TT-310,SPIKING PUMPS DISCHARGE HEADER | 39 | NG01 | GBRG1 |  | PCH |  | B |  | NG01 |  |  |  |  | O.NG.PAE.GBA.FAC |  |  |  |  | NG01 | GBU | GBUINST | NG01 |  | TXGA |  |  |  | 55TT-310,TEMPERTATURE TRANSMITTER SPIKING PUMPS DISCHARGE HEADER | [8 empty] | EMERSON |  | 2585278 | [5 empty] | EP_F_GENERAL | EP_F_PCE | 55TT-310,TEMPERTATURE TRANSMITTER SPIKING PUMPS DISCHARGE HEADER | 64 | YES | PM002 |  | N |  |  | Not in SAP | Not in SAP
NG.GBU.GBRG1.OX | NG.GBU.GBRG1.OX.55PT-310 | #N/A | 24 | 7 | 00002 | B |  | 55PT-310,SPIKING PUMPS DISCHARGE HEADER | 39 | NG01 | GBRG1 |  | PCH |  | B |  | NG01 |  |  |  |  | O.NG.PAE.GBA.FAC |  |  |  |  | NG01 | GBU | GBUINST | NG01 |  | TXGA |  |  |  | 55PT-310,TEMPERTATURE TRANSMITTER SPIKING PUMPS DISCHARGE HEADER | [8 empty] | EMERSON |  | 3051 | [5 empty] | EP_F_GENERAL | EP_F_PCE | 55PT-310,PRESSURE TRANSMITTER SPIKING PUMPS DISCHARGE HEADER | 60 | YES | PM002 |  | N |  |  | Not in SAP | Not in SAP
CLASS 3A (GAS OUTLET METERS) | NG.GBU.GBRG1.PS | NG.GBU.GBRG1.PS |  |  |  | B | [53 empty] | Y |  |  | NO |  |  | superior
NG.GBU.GBRG1.PS.V-5001 | NG.GBRG1.V-5001-50FT-006 | NG.GBRG1.V-5001-50FT-006 | 24 | 8 | 00007 | B |  | 50FT-006,HP/LP TEST SEPTOR,SEP SYS,CPF | 38 | NG01 | GBRG1 |  | PCH |  | B |  | NG01 |  |  |  |  | O.NG.PAE.GBA.FAC |  |  |  |  | NG01 | GBU | GBUINST | NG01 |  | TXUS |  |  |  | 50FT-006,HP/LP TEST SEPTOR,SEP SYS,CPF | [8 empty] | ELSTER-INSTROMET |  | Q SONIC 3C |  |  |  | 3889 |  | EP_F_GENERAL | EP_F_PCE | 50FT-006,HP/LP TEST SEPTOR,SEP SYS,CPF | 38 | YES | PM003A |  | N |  |  | YES | TXUS | Component Itself
NG.GBU.GBRG1.PS.V-5001 | NG.GBRG1.V-5001-50TT-001 | NG.GBRG1.V-5001-50TT-001 | 24 | 8 | 00007 | B |  | 50TT-001,HP/LP TEST SEPTOR,SEP SYS,CPF | 38 | NG01 | GBRG1 |  | PCH |  | B |  | NG01 |  |  |  |  | O.NG.PAE.GBA.FAC |  |  |  |  | NG01 | GBU | GBUINST | NG01 |  | TXTE |  |  |  | 50TT-001,HP/LP TEST SEPTOR,FOR COMPENSATION,SEP SYS,CPF | [8 empty] | YOKOGAWA | [7 empty] | EP_F_GENERAL | EP_F_PCE | 50TT-001,HP/LP TEST SEPTOR,FOR COMPENSATION,SEP SYS,CPF | 55 | YES | PM003A |  | N |  |  | NO | TXTE | Component Itself
NG.GBU.GBRG1.PS.V-5001 | NG.GBRG1.V-5001-50PT-001 | #N/A | 24 | 8 | 00007 | B |  | 50PT-001,HP/LP TEST SEPTOR,SEP SYS,CPF | 38 | NG01 | GBRG1 |  | PCH |  | B |  | NG01 |  |  |  |  | O.NG.PAE.GBA.FAC |  |  |  |  | NG01 | GBU | GBUINST | NG01 |  | TXPR |  |  |  | 50PT-001,HP/LP TEST SEPTOR,FOR COMPENSATION,SEP SYS,CPF | [8 empty] | YOKOGAWA | [7 empty] | EP_F_GENERAL | EP_F_PCE | 50PT-001,HP/LP TEST SEPTOR,FOR COMPENSATION,SEP SYS,CPF | 55 | YES | PM003A |  | N |  |  | Not in SAP | Not in SAP
NG.GBU.GBRG1.PS.V-5005 | NG.GBRG1.V-5005-50FT-021 | NG.GBRG1.V-5005-50FT-021 | 24 | 8 | 00007 | B |  | 50FT-021,XHP TEST SEPARATOR,SEP SYS,CPF | 39 | NG01 | GBRG1 |  | PCH |  | B |  | NG01 |  |  |  |  | O.NG.PAE.GBA.FAC |  |  |  |  | NG01 | GBU | GBUINST | NG01 |  | TXUS |  |  |  | 50FT-021,XHP TEST SEPARATOR,SEP SYS,CPF | [8 empty] | ELSTER-INSTROMET |  | Q SONIC 3C |  |  |  | 3889 |  | EP_F_GENERAL | EP_F_PCE | 50FT-021,XHP TEST SEPARATOR,SEP SYS,CPF | 39 | YES | PM003A |  | N |  |  | YES | TXUS | Component Itself
NG.GBU.GBRG1.PS.V-5005 | NG.GBRG1.V-5005-50TT-021 | NG.GBRG1.V-5005-50TT-021 | 24 | 8 | 00007 | B |  | 50PT-021,XHP TEST SEPARATOR,SEP SYS,CPF | 39 | NG01 | GBRG1 |  | PCH |  | B |  | NG01 |  |  |  |  | O.NG.PAE.GBA.FAC |  |  |  |  | NG01 | GBU | GBUINST | NG01 |  | TXTE |  |  |  | 50PT-021,XHP TEST SEPARATOR,FOR COMPENSATION,SEP SYS,CPF | [8 empty] | YOKOGAWA | [7 empty] | EP_F_GENERAL | EP_F_PCE | 50PT-021,XHP TEST SEPARATOR,FOR COMPENSATION,SEP SYS,CPF | 57 | YES | PM003A |  | N |  |  | NO | TXTE | Component Itself
NG.GBU.GBRG1.PS.V-5005 | NG.GBRG1.V-5005-50PT-024 | NG.GBRG1.V-5005-50PT-024 | 24 | 8 | 00007 | B |  | 50PT-024,XHP TEST SEPARATOR,SEP SYS,CPF | 39 | NG01 | GBRG1 |  | PCH |  | B |  | NG01 |  |  |  |  | O.NG.PAE.GBA.FAC |  |  |  |  | NG01 | GBU | GBUINST | NG01 |  | TXPR |  |  |  | 50PT-024,XHP TEST SEPARATOR,FOR COMPENSATION,SEP SYS,CPF | [8 empty] | YOKOGAWA | [7 empty] | EP_F_GENERAL | EP_F_PCE | 50PT-024,XHP TEST SEPARATOR,FOR COMPENSATION,SEP SYS,CPF | 56 | YES | PM003A |  | N |  |  | NO | TXPR | Yes
NG.GBU.GBRG1.PS.V-5004 | NG.GBRG1.V-5004-50FT-010 | NG.GBRG1.V-5004-50FT-010 | 24 | 8 | 00007 | B |  | 50FT-010,XXHP TEST SEPARATOR,SEP SYS,CPF | 40 | NG01 | GBRG1 |  | PCH |  | B |  | NG01 |  |  |  |  | O.NG.PAE.GBA.FAC |  |  |  |  | NG01 | GBU | GBUINST | NG01 |  | TXUS |  |  |  | 50FT-010,XXHP TEST SEPARATOR,SEP SYS,CPF | [8 empty] | ELSTER-INSTROMET |  | Q SONIC 3C |  |  |  | 3889 |  | EP_F_GENERAL | EP_F_PCE | 50FT-010,XXHP TEST SEPARATOR,SEP SYS,CPF | 40 | YES | PM003A |  | N |  |  | YES | TXUS | Component Itself
NG.GBU.GBRG1.PS.V-5004 | NG.GBRG1.V-5004-50TT-012 | NG.GBRG1.V-5004-50TT-012 | 24 | 8 | 00007 | B |  | 50TT-012,XXHP TEST SEPARATOR,SEP SYS,CPF | 40 | NG01 | GBRG1 |  | PCH |  | B |  | NG01 |  |  |  |  | O.NG.PAE.GBA.FAC |  |  |  |  | NG01 | GBU | GBUINST | NG01 |  | TXTE |  |  |  | 50TT-012,XXHP TEST SEPARATOR,FOR COMPENSATION SEP SYS,CPF | [8 empty] | YOKOGAWA | [7 empty] | EP_F_GENERAL | EP_F_PCE | 50TT-012,XXHP TEST SEPARATOR,FOR COMPENSATION SEP SYS,CPF | 57 | YES | PM003A |  | N |  |  | NO | TXTE | Component Itself
NG.GBU.GBRG1.PS.V-5004 | NG.GBRG1.V-5004-50PT-015 | NG.GBRG1.V-5004-50PT-015 | 24 | 8 | 00007 | B |  | 50PT-015,XXHP TEST SEPARATOR,SEP SYS,CPF | 40 | NG01 | GBRG1 |  | PCH |  | B |  | NG01 |  |  |  |  | O.NG.PAE.GBA.FAC |  |  |  |  | NG01 | GBU | GBUINST | NG01 |  | TXPR |  |  |  | 50PT-015,XXHP TEST SEPARATOR,FOR COMPENSATION,SEP SYS,CPF | [8 empty] | YOKOGAWA | [7 empty] | EP_F_GENERAL | EP_F_PCE | 50PT-015,XXHP TEST SEPARATOR,FOR COMPENSATION,SEP SYS,CPF | 57 | YES | PM003A |  | N |  |  | NO | TXPR | Yes
NG.GBU.GBRG1.PS.V-5004 | NG.GBRG1.V-5004-50FT-003 | #N/A | 24 | 8 | 00007 | B |  | 50FT-003,XXHP TEST SEPARATOR,SEP SYS,CPF | 40 | NG01 | GBRG1 |  | PCH |  | B |  | NG01 |  |  |  |  | O.NG.PAE.GBA.FAC |  |  |  |  | NG01 | GBU | GBUINST | NG01 | [5 empty] | 50FT-003,XXHP TEST SEPARATOR ORIFIVE METER,SEP SYS,CPF | [8 empty] | YOKOGAWA,ORIFICE METER | [7 empty] | EP_F_GENERAL | EP_F_PCE | 50FT-003,XXHP TEST SEPARATOR,SEP SYS,CPF | 40 | YES | PM003A |  | N |  |  | Not in SAP | Not in SAP
NG.GBU.GBRG1.PS.V-5004 | NG.GBRG1.V-5004-50TT-003 | #N/A | 24 | 8 | 00007 | B |  | 50TT-003,XXHP TEST SEPARATOR,SEP SYS,CPF | 40 | NG01 | GBRG1 |  | PCH |  | B |  | NG01 |  |  |  |  | O.NG.PAE.GBA.FAC |  |  |  |  | NG01 | GBU | GBUINST | NG01 |  | TXTE |  |  |  | 50TT-003,XXHP TEST SEPARATOR,SEP SYS,CPF | [8 empty] | YOKOGAWA | [7 empty] | EP_F_GENERAL | EP_F_PCE | 50TT-003,XXHP TEST SEPARATOR,SEP SYS,CPF | 40 | YES | PM003A |  | N |  |  | Not in SAP | Not in SAP
NG.GBU.GBRG1.PS.V-5004 | NG.GBRG1.V-5004-50PT-004 | #N/A | 24 | 8 | 00007 | B |  | 50PT-003,XXHP TEST SEPARATOR,SEP SYS,CPF | 40 | NG01 | GBRG1 |  | PCH |  | B |  | NG01 |  |  |  |  | O.NG.PAE.GBA.FAC |  |  |  |  | NG01 | GBU | GBUINST | NG01 |  | TXPR |  |  |  | 50PT-003,XXHP TEST SEPARATOR,SEP SYS,CPF | [8 empty] | YOKOGAWA | [7 empty] | EP_F_GENERAL | EP_F_PCE | 50PT-003,XXHP TEST SEPARATOR,SEP SYS,CPF | 40 | YES | PM003A |  | N |  |  | Not in SAP | Not in SAP
CLASS 3A (WATER CUT METERS) |  | #N/A |  |  |  | B
NG.GBU.GBRG1.OX | NG.GBU.GBRG1.OX.55QT-101 | #N/A | 24 | 7 | 00002 | B |  | 55QI-101, WATER CUT METER TRAIN ONE | 35 | NG01 | GBRG1 |  | PCH |  | B |  | NG01 |  |  |  |  | O.NG.PAE.GBA.FAC |  |  |  |  | NG01 | GBU | GBUINST | NG01 |  | QMFM |  |  |  | NG.GBU.GBRG1.OX.55QT-101 | [8 empty] | AGAR CORPORATION INC |  | OW-202/HC/0 – 100%/ 3” – 150# |  |  |  | 80365.4 |  | EP_F_GENERAL | EP_F_PCE | WATER CUT METER TRAIN ONE | 25 | YES | PM003A |  | N |  |  | Not in SAP | Not in SAP
NG.GBU.GBRG1.OX | NG.GBU.GBRG1.OX.55QI-201 | NG.GBU.GBRG1.OX.55QI-201 | 24 | 7 | 00002 | B |  | 55QI-201, WATER CUT METER TRAIN TWO | 35 | NG01 | GBRG1 |  | PCH |  | B |  | NG01 |  |  |  |  | O.NG.PAE.GBA.FAC |  |  |  |  | NG01 | GBU | GBUINST | NG01 |  | QMFM |  |  |  | NG.GBU.GBRG1.OX.55QT-201 | [8 empty] | AGAR CORPORATION INC |  | OW-202/HC/0 – 100%/ 3” – 150# |  |  |  | 80365.5 |  | EP_F_GENERAL | EP_F_PCE | WATER CUT METER TRAIN TWO | 25 | YES | PM003A |  | N |  |  | YES | QMFM | Yes
NG.GBU.GBRG1.PS.V-5004 | NG.GBRG1.V-5004-50QT-018 | NG.GBRG1.V-5004-50QT-018 | 24 | 8 | 00007 | B |  | 50QT-018,XXHP TEST SEPARATOR,SEP SYS,CPF | 40 | NG01 | GBRG1 |  | PCH |  | B |  | NG01 |  |  |  |  | O.NG.PAE.GBA.FAC |  |  |  |  | NG01 | GBU | GBUINST | NG01 |  | QMAO |  |  |  | 50QT-018,XXHP TEST SEPARATOR,SEP SYS,CPF | [8 empty] | AGAR CORPORATION INC |  | OW-202/HC/0 – 100%/ 3” – 150# |  |  |  | 80365.3 |  | EP_F_GENERAL | EP_F_PCE | 50QT-018,XXHP TEST SEPARATOR WATER CUT METER,SEP SYS,CPF | 56 | YES | PM003A |  | N |  |  | YES | QMAO | YES
NG.GBU.GBRG1.PS.V-5005 | NG.GBRG1.V-5005-50QT-022 | NG.GBRG1.V-5005-50QT-022 | 24 | 8 | 00007 | B |  | 50QT-022,XHP TEST SEPARATOR,SEP SYS,CPF | 39 | NG01 | GBRG1 |  | PCH |  | B |  | NG01 |  |  |  |  | O.NG.PAE.GBA.FAC |  |  |  |  | NG01 | GBU | GBUINST | NG01 |  | QMAO |  |  |  | 50QT-022,XHP TEST SEPARATOR,SEP SYS,CPF | [8 empty] | AGAR CORPORATION INC |  | OW-202/HC/0 – 100%/ 3” – 150# |  |  |  | 80365.2 |  | EP_F_GENERAL | EP_F_PCE | 50QT-022,XHP TEST SEPARATOR WATER CUT METER,SEP SYS,CPF | 55 | YES | PM003A |  | N |  |  | YES | QMAO | YES
NG.GBU.GBRG1.PS.V-5001 | NG.GBRG1.V-5001-50QT-017 | #N/A | 24 | 8 | 00007 | B |  | 50QT-017,HP/LP TEST SEPARAT,SEP SYS,CPF | 39 | NG01 | GBRG1 |  | PCH |  | B |  | NG01 |  |  |  |  | O.NG.PAE.GBA.FAC |  |  |  |  | NG01 | GBU | GBUINST | NG01 |  | QMAO |  |  |  | 50QT-017,HP/LP TEST SEPARAT,SEP SYS,CPF | [8 empty] | AGAR CORPORATION INC |  | OW-202/HC/0 – 100%/ 3” – 150# |  |  |  | 80365.1 |  | EP_F_GENERAL | EP_F_PCE | 50QT-017,HP/LP TEST SEPARAT WATER CUT METER,SEP SYS,CPF | 55 | YES | PM003A |  | N |  |  | Not in SAP | Not in SAP
CLASS 3A (EPF LIQUID METERS) | NG.GBU.GBRG2.GS | NG.GBU.GBRG2.GS | 15 |  |  | B | [53 empty] | Y |  |  | NO |  |  | superior
NG.GBU.GBRG2.GS.V-5101 | NG.GBRG2.V-5101-51FT3010 | #N/A | 24 | 8 | 00007 | B |  | 51FT3010,PRODUCTION SEPERATOR SYSTEMS | 37 | NG01 | GBRG2 |  | PCH |  | B |  | NG01 |  |  |  |  | O.NG.PAE.GBE.FAC.71300 |  |  |  |  | NG01 | GBU | GBUINST | NG01 |  | QMFM |  |  |  | 51FT3010,PRODUCTION SEPERATOR | [8 empty] | NUFLO TECHNOLOGIES |  | MC111 |  |  |  | MC2EXP21055 |  | EP_F_GENERAL | EP_F_PCE | 51FT3010,PRODUCTION SEPERATOR SYSTEMS | 37 | YES | PM003A |  | N |  |  | Not in SAP | Not in SAP
NG.GBU.GBRG2 | NG.GBU.GBRG2.FG | NG.GBU.GBRG2.FG |  |  |  | B | [53 empty] | Y |  |  | NO |  |  | superior
NG.GBU.GBRG2.FG.V-6901 | NG.GBRG2.V-6901-69FT6100 | #N/A | 24 | 8 | 00007 | B |  | 69FT6100,FLOW TRNSMITER, FUEL GAS | 34 | NG01 | GBRG2 |  | PCH |  | B |  | NG01 |  |  |  |  | O.NG.PAE.GBE.FAC.71300 |  |  |  |  | NG01 | GBU | GBUINST | NG01 |  | QMFM |  |  |  | 69FT6100,FLOW TRNSMITER, FUEL GAS | [8 empty] | NUFLO TECHNOLOGIES |  | MC111 |  |  |  | MC2EXP21441 |  | EP_F_GENERAL | EP_F_PCE | 69FT6100,FLOW TRNSMITER, FUEL GAS | 34 | YES | PM003A |  | N |  |  | Not in SAP | Not in SAP
NG.GBU.GBRG2 | NG.GBU.GBRG2.GY | NG.GBU.GBRG2.GY |  |  |  | B | [53 empty] | Y |  |  | NO |  |  | superior
NG.GBU.GBRG2.GY.V-3101 | NG.GBRG2.V-3101-31FI4050 | #N/A | 24 | 8 | 00007 | B |  | 31FI4050,JT SKID COLD SEPERATOR,GLYCOL | 38 | NG01 | GBRG2 |  | PCH |  | B |  | NG01 |  |  |  |  | O.NG.PAE.GBE.FAC.71300 |  |  |  |  | NG01 | GBU | GBUINST | NG01 |  | QMFM |  |  |  | 31FI4050,JT SKID COLD SEPERATOR,GLYCOL | [8 empty] | NUFLO TECHNOLOGIES |  | NUFLO TECHNOLOGIES |  |  |  | MC2EXP019490 |  | EP_F_GENERAL | EP_F_PCE | 31FI4050,JT SKID COLD SEPERATOR,GLYCOL | 38 | YES | PM003A |  | N |  |  | Not in SAP | Not in SAP
NG.GBU.GBRG2.MS.A-4502 | NG.GBRG2.A-4502-45FT5950 | #N/A | 24 | 8 | 00007 | B |  | 45FT5950,EXPORT LIQUID SKID,METERING SYS | 40 | NG01 | GBRG2 |  | PCH |  | B |  | NG01 |  |  |  |  | O.NG.PAE.GBE.FAC.71300 |  |  |  |  | NG01 | NG02 | GBUINST | NG01 |  | QMFM |  |  |  | 45FT5950,EXPORT LIQUID SKID,METERING SYS | [8 empty] | HOFFER FLOW CONTROLS |  | HIT-2A-3-X-C-X-FX-X | [5 empty] | EP_F_GENERAL | EP_F_PCE | 45FT5950,EXPORT LIQUID SKID,METERING SYS | 40 | YES | PM003A |  | N |  |  | Not in SAP | Not in SAP
NG.GBU.GBRG2.MS.A-4502 | NG.GBRG2.A-4502-45FT5800 | #N/A | 24 | 8 | 00007 | B |  | 45FT5950,EXPORT LIQUID SKID,METERING SYS | 40 | NG01 | GBRG2 |  | PCH |  | B |  | NG01 |  |  |  |  | O.NG.PAE.GBE.FAC.71300 |  |  |  |  | NG01 | GBU | GBUINST | NG01 |  | QMFM |  |  |  | 45FT5950,EXPORT LIQUID SKID,METERING SYS | [8 empty] | HOFFER FLOW CONTROLS |  | HIT-2A-3-X-C-X-FX-X | [5 empty] | EP_F_GENERAL | EP_F_PCE | 45FT5950,EXPORT LIQUID SKID,METERING SYS | 40 | YES | PM003A |  | N |  |  | Not in SAP | Not in SAP
CLASS 3A (LIQUID METERS ON TEST SEP CPF) |  | #N/A |  |  |  | B
NG.GBU.GBRG1.PS.V-5001 | NG.GBRG1.V-5001-50FT-017 | NG.GBRG1.V-5001-50FT-017 | 24 | 8 | 00007 | B |  | 50FT-017,HP/LP TEST SEPTOR,SEP SYS,CPF | 38 | NG01 | GBRG1 |  | PCH |  | B |  | NG01 |  |  |  |  | O.NG.PAE.GBA.FAC |  |  |  |  | NG01 | GBU | GBUINST | NG01 |  | TXUS |  |  |  | 50FT-017,HP/LP TEST SEPTOR,SEP SYS,CPF | [8 empty] | KROHNE OIL & GAS Krohne Altometer |  | UFM 3030 K |  |  |  | A0970240 |  | EP_F_GENERAL | EP_F_PCE | 50FT-017,HP/LP TEST SEPTOR,SEP SYS,CPF | 38 | YES | PM003A |  | N |  |  | YES | TXUS | Component Itself
NG.GBU.GBRG1.PS.V-5001 | NG.GBRG1.V-5001-50TT-017 | NG.GBRG1.V-5001-50TT-017 | 24 | 8 | 00007 | B |  | 50TT-017,HP/LP TEST SEPTOR,SEP SYS,CPF | 38 | NG01 | GBRG1 |  | PCH |  | B |  | NG01 |  |  |  |  | O.NG.PAE.GBA.FAC |  |  |  |  | NG01 | GBU | GBUINST | NG01 |  | TXTE |  |  |  | 50TT-017,HP/LP TEST SEPTOR,SEP SYS,CPF | [8 empty] | YOKOGAWA | [7 empty] | EP_F_GENERAL | EP_F_PCE | 50TT-017,HP/LP TEST SEPTOR,SEP SYS,CPF | 38 | YES | PM003A |  | N |  |  | NO | TXTE | Component Itself
NG.GBU.GBRG1.PS.V-5001 | NG.GBRG1.V-5001-50TE-017 | NG.GBRG1.V-5001-50TE-017 | 24 | 8 | 00007 | B |  | 50TE-017,HP/LP TEST SEPTOR,SEP SYS,CPF | 38 | NG01 | GBRG1 |  | PCH |  | B |  | NG01 |  |  |  |  | O.NG.PAE.GBA.FAC |  |  |  |  | NG01 | GBU | GBUINST | NG01 |  | TXRE |  |  |  | 50TE-017,HP/LP TEST SEPTOR,SEP SYS,CPF | [8 empty] | YOKOGAWA | [7 empty] | EP_F_GENERAL | EP_F_PCE | 50TE-017,HP/LP TEST SEPTOR,SEP SYS,CPF | 38 | YES | PM003A |  | N |  |  | NO | TXRE | Component Itself
NG.GBU.GBRG1.PS.V-5005 | NG.GBRG1.V-5005-50FT-022 | NG.GBRG1.V-5005-50FT-022 | 24 | 8 | 00007 | B |  | 50FT-022,XHP TEST SEPARATOR,SEP SYS,CPF | 39 | NG01 | GBRG1 |  | PCH |  | B |  | NG01 |  |  |  |  | O.NG.PAE.GBA.FAC |  |  |  |  | NG01 | GBU | GBUINST | NG01 |  | TXUS |  |  |  | 50FT-022,XHP TEST SEPARATOR,SEP SYS,CPF | [8 empty] | KROHNE OIL & GAS Krohne Altometer |  | UFM 3030 K |  |  |  | A0970237 |  | EP_F_GENERAL | EP_F_PCE | 50FT-022,XHP TEST SEPARATOR,SEP SYS,CPF | 39 | YES | PM003A |  | N |  |  | YES | TXUS | Component Itself
NG.GBU.GBRG1.PS.V-5005 | NG.GBRG1.V-5005-50TT-022 | NG.GBRG1.V-5005-50TT-022 | 24 | 8 | 00007 | B |  | 50TT-022,XHP TEST SEPARATOR,SEP SYS,CPF | 39 | NG01 | GBRG1 |  | PCH |  | B |  | NG01 |  |  |  |  | O.NG.PAE.GBA.FAC |  |  |  |  | NG01 | GBU | GBUINST | NG01 |  | TXTE |  |  |  | 50TT-022,XHP TEST SEPARATOR,SEP SYS,CPF | [8 empty] | YOKOGAWA | [7 empty] | EP_F_GENERAL | EP_F_PCE | 50TT-022,XHP TEST SEPARATOR,SEP SYS,CPF | 39 | YES | PM003A |  | N |  |  | NO | TXTE | Component Itself
NG.GBU.GBRG1.PS.V-5005 | NG.GBRG1.V-5005-50TT-022 | NG.GBRG1.V-5005-50TT-022 | 24 | 8 | 00007 | B |  | 50TE-022,XHP TEST SEPARATOR,SEP SYS,CPF | 39 | NG01 | GBRG1 |  | PCH |  | B |  | NG01 |  |  |  |  | O.NG.PAE.GBA.FAC |  |  |  |  | NG01 | GBU | GBUINST | NG01 |  | TXRE |  |  |  | 50TE-022,XHP TEST SEPARATOR,SEP SYS,CPF | [8 empty] | YOKOGAWA | [7 empty] | EP_F_GENERAL | EP_F_PCE | 50TE-022,XHP TEST SEPARATOR,SEP SYS,CPF | 39 | YES | PM003A |  | N |  |  | NO | TXTE | Component Itself
NG.GBU.GBRG1.PS.V-5004 | NG.GBRG1.V-5004-50FT-018 | NG.GBRG1.V-5004-50FT-018 | 24 | 8 | 00007 | B |  | 50FT-018,XXHP TEST SEPARATOR,SEP SYS,CPF | 40 | NG01 | GBRG1 |  | PCH |  | B |  | NG01 |  |  |  |  | O.NG.PAE.GBA.FAC |  |  |  |  | NG01 | GBU | GBUINST | NG01 |  | TXUS |  |  |  | 50FT-018,XXHP TEST SEPARATOR,SEP SYS,CPF | [8 empty] | KROHNE OIL & GAS Krohne Altometer |  | UFM 3030 K |  |  |  | A0970746 |  | EP_F_GENERAL | EP_F_PCE | 50FT-018,XXHP TEST SEPARATOR,SEP SYS,CPF | 40 | YES | PM003A |  | N |  |  | YES | TXUS | Component Itself
NG.GBU.GBRG1.PS.V-5004 | NG.GBRG1.V-5004-50TT-018 | NG.GBRG1.V-5004-50TT-018 | 24 | 8 | 00007 | B |  | 50TT-018,XXHP TEST SEPARATOR,SEP SYS,CPF | 40 | NG01 | GBRG1 |  | PCH |  | B |  | NG01 |  |  |  |  | O.NG.PAE.GBA.FAC |  |  |  |  | NG01 | GBU | GBUINST | NG01 |  | TXTE |  |  |  | 50TT-018,XXHP TEST SEPARATOR,SEP SYS,CPF | [8 empty] | YOKOGAWA | [7 empty] | EP_F_GENERAL | EP_F_PCE | 50TT-018,XXHP TEST SEPARATOR,SEP SYS,CPF | 40 | YES | PM003A |  | N |  |  | NO | TXTE | Component Itself
NG.GBU.GBRG1.PS.V-5004 | NG.GBRG1.V-5004-50TE-018 | NG.GBRG1.V-5004-50TE-018 | 24 | 8 | 00007 | B |  | 50TE-018,XXHP TEST SEPARATOR,SEP SYS,CPF | 40 | NG01 | GBRG1 |  | PCH |  | B |  | NG01 |  |  |  |  | O.NG.PAE.GBA.FAC |  |  |  |  | NG01 | GBU | GBUINST | NG01 |  | TXRE |  |  |  | 50TE-018,XXHP TEST SEPARATOR,SEP SYS,CPF | [8 empty] | YOKOGAWA | [7 empty] | EP_F_GENERAL | EP_F_PCE | 50TE-018,XXHP TEST SEPARATOR,SEP SYS,CPF | 40 | YES | PM003A |  | N |  |  | NO | TXRE | Component Itself
CLASS 3A (VENTURI METERS) |  | #N/A |  |  |  | B
NG.GBU.ZRMS1.MA | NG.GBU.ZRMS1.MA.10FT-107 | NG.GBU.ZRMS1.MA.10FT-107 | 24 | 7 | 00002 | B |  | 10FT-107,MFOLD SYSTEM,ZARAMA RIF | 32 | NG01 | GBRG1 |  | PCH |  | B |  | NG01 |  |  |  |  | O.NG.PAE.GBA.FAC |  |  |  |  | NG01 | GBU | GBUINST | NG01 |  | TXMF |  |  |  | 10FT-107,MFOLD SYSTEM,ZARAMA RIF | [8 empty] | EMERSON |  | 3051S2CD | [5 empty] | EP_F_GENERAL | EP_F_PCE | 10FT-107,MFOLD SYSTEM,ZARAMA RIF | 32 | YES | PM003A |  |  |  |  | YES | TXMF | Component Itself
NG.GBU.ZRMS1.MA | NG.GBU.ZRMS1.MA.10FE-107 | NG.GBU.ZRMS1.MA.10FE-107 | 24 | 7 | 00002 | B |  | 10FE-107,MFOLD SYSTEM,ZARAMA RIF | 32 | NG01 | GBRG1 |  | PCH |  | B |  | NG01 |  |  |  |  | O.NG.PAE.GBA.FAC |  |  |  |  | NG01 | GBU | GBUINST | NG01 |  | LOIN |  |  |  | 10FE-107,MFOLD SYSTEM,ZARAMA RIF | [8 empty] | ABB | [7 empty] | EP_F_GENERAL | EP_F_PCE | 10FE-107,MFOLD SYSTEM,ZARAMA RIF | 32 | YES | PM003A |  |  |  |  | NO | PEVT | No
NG.GBU.ZRMS1.MA | NG.GBU.ZRMS1.MA.10FT-108 | NG.GBU.ZRMS1.MA.10FT-108 | 24 | 7 | 00002 | B |  | 10FT-108,MFOLD SYSTEM,ZARAMA RIF | 32 | NG01 | GBRG1 |  | PCH |  | B |  | NG01 |  |  |  |  | O.NG.PAE.GBA.FAC |  |  |  |  | NG01 | GBU | GBUINST | NG01 |  | TXMF |  |  |  | 10FT-108,MFOLD SYSTEM,ZARAMA RIF | [8 empty] | EMERSON | [7 empty] | EP_F_GENERAL | EP_F_PCE | 10FT-108,MFOLD SYSTEM,ZARAMA RIF | 32 | YES | PM003A |  |  |  |  | YES | TXMF | Component Itself
NG.GBU.ZRMS1.MA | NG.GBU.ZRMS1.MA.10PT-107 | NG.GBU.ZRMS1.MA.10PT-107 | 24 | 7 | 00002 | B |  | 10PT-107,MFOLD SYSTEM,ZARAMA RIF | 32 | NG01 | GBRG1 |  | PCH |  | B |  | NG01 |  |  |  |  | O.NG.PAE.GBA.FAC |  |  |  |  | NG01 | GBU | GBUINST | NG01 |  | TXPR |  |  |  | 10PT-107,MFOLD SYSTEM,ZARAMA RIF | [8 empty] | EMERSON |  | 3051S1TG | [5 empty] | EP_F_GENERAL | EP_F_PCE | 10PT-107,MFOLD SYSTEM,ZARAMA RIF | 32 | YES | PM003A |  |  |  |  | NO | TXPR | Yes
NG.GBU.ZRMS1.MA | NG.GBU.ZRMS1.MA.10TT-107 | NG.GBU.ZRMS1.MA.10TT-107 | 24 | 7 | 00002 | B |  | 10TT-107,MFOLD SYSTEM,ZARAMA RIF | 32 | NG01 | GBRG1 |  | PCH |  | B |  | NG01 |  |  |  |  | O.NG.PAE.GBA.FAC |  |  |  |  | NG01 | GBU | GBUINST | NG01 |  | TXTE |  |  |  | 10TT-107,MFOLD SYSTEM,ZARAMA RIF | [8 empty] | EMERSON |  | 3144PD6F1KAM5Q4XA | [5 empty] | EP_F_GENERAL | EP_F_PCE | 10TT-107,MFOLD SYSTEM,ZARAMA RIF | 32 | YES | PM003A |  |  |  |  | NO | TXTE | Component Itself
NG.GBU.ZRMS1.MA | NG.GBU.ZRMS1.MA.10TE-107 | NG.GBU.ZRMS1.MA.10TE-107 | 24 | 7 | 00002 | B |  | 10TE-107,MFOLD SYSTEM,ZARAMA RIF | 32 | NG01 | GBRG1 |  | PCH |  | B |  | NG01 |  |  |  |  | O.NG.PAE.GBA.FAC |  |  |  |  | NG01 | GBU | GBUINST | NG01 |  | TXRE |  |  |  | 10TE-107,MFOLD SYSTEM,ZARAMA RIF | [8 empty] | EMERSON | [7 empty] | EP_F_GENERAL | EP_F_PCE | 10TE-107,MFOLD SYSTEM,ZARAMA RIF | 32 | YES | PM003A |  |  |  |  | NO | TXRE | Component Itself
|  | #N/A |  |  |  | B
NG.GBU.ZRMS1.MA | NG.GBU.ZRMS1.MA.10FT-207 | NG.GBU.ZRMS1.MA.10FT-207 | 24 | 7 | 00002 | B |  | 10FT-207,MFOLD SYSTEM,ZARAMA RIF | 32 | NG01 | GBRG1 |  | PCH |  | B |  | NG01 |  |  |  |  | O.NG.PAE.GBA.FAC |  |  |  |  | NG01 | GBU | GBUINST | NG01 |  | TXMF |  |  |  | 10FT-207,MFOLD SYSTEM,ZARAMA RIF | [8 empty] | EMERSON |  | 3051S2CD | [5 empty] | EP_F_GENERAL | EP_F_PCE | 10FT-207,MFOLD SYSTEM,ZARAMA RIF | 32 | YES | PM003A |  |  |  |  | YES | TXMF | Component Itself
NG.GBU.ZRMS1.MA | NG.GBU.ZRMS1.MA.10FE-207 | NG.GBU.ZRMS1.MA.10FE-207 | 24 | 7 | 00002 | B |  | 10FE-207,MFOLD SYSTEM,ZARAMA RIF | 32 | NG01 | GBRG1 |  | PCH |  | B |  | NG01 |  |  |  |  | O.NG.PAE.GBA.FAC |  |  |  |  | NG01 | GBU | GBUINST | NG01 |  | LOIN |  |  |  | 10FE-207,MFOLD SYSTEM,ZARAMA RIF | [8 empty] | ABB | [7 empty] | EP_F_GENERAL | EP_F_PCE | 10FE-207,MFOLD SYSTEM,ZARAMA RIF | 32 | YES | PM003A |  |  |  |  | NO | PEVT | No
NG.GBU.ZRMS1.MA | NG.GBU.ZRMS1.MA.10FT-208 | NG.GBU.ZRMS1.MA.10FT-208 | 24 | 7 | 00002 | B |  | 10FT-208,MFOLD SYSTEM,ZARAMA RIF | 32 | NG01 | GBRG1 |  | PCH |  | B |  | NG01 |  |  |  |  | O.NG.PAE.GBA.FAC |  |  |  |  | NG01 | GBU | GBUINST | NG01 |  | TXMF |  |  |  | 10FT-208,MFOLD SYSTEM,ZARAMA RIF | [8 empty] | EMERSON | [7 empty] | EP_F_GENERAL | EP_F_PCE | 10FT-208,MFOLD SYSTEM,ZARAMA RIF | 32 | YES | PM003A |  |  |  |  | YES | TXMF | Component Itself
NG.GBU.ZRMS1.MA | NG.GBU.ZRMS1.MA.10PT-207 | NG.GBU.ZRMS1.MA.10PT-207 | 24 | 7 | 00002 | B |  | 10PT-207,MFOLD SYSTEM,ZARAMA RIF | 32 | NG01 | GBRG1 |  | PCH |  | B |  | NG01 |  |  |  |  | O.NG.PAE.GBA.FAC |  |  |  |  | NG01 | GBU | GBUINST | NG01 |  | TXPR |  |  |  | 10PT-207,MFOLD SYSTEM,ZARAMA RIF | [8 empty] | EMERSON |  | 3051S1TG | [5 empty] | EP_F_GENERAL | EP_F_PCE | 10PT-207,MFOLD SYSTEM,ZARAMA RIF | 32 | YES | PM003A |  |  |  |  | NO | TXPR | Yes
NG.GBU.ZRMS1.MA | NG.GBU.ZRMS1.MA.10TT-207 | NG.GBU.ZRMS1.MA.10TT-207 | 24 | 7 | 00002 | B |  | 10TT-207,MFOLD SYSTEM,ZARAMA RIF | 32 | NG01 | GBRG1 |  | PCH |  | B |  | NG01 |  |  |  |  | O.NG.PAE.GBA.FAC |  |  |  |  | NG01 | GBU | GBUINST | NG01 |  | TXTE |  |  |  | 10TT-207,MFOLD SYSTEM,ZARAMA RIF | [8 empty] | EMERSON |  | 3144PD6F1KAM5Q4XA | [5 empty] | EP_F_GENERAL | EP_F_PCE | 10TT-207,MFOLD SYSTEM,ZARAMA RIF | 32 | YES | PM003A |  |  |  |  | NO | TXTE | Component Itself
NG.GBU.ZRMS1.MA | NG.GBU.ZRMS1.MA.10TE-207 | NG.GBU.ZRMS1.MA.10TE-207 | 24 | 7 | 00002 | B |  | 10TE-207,MFOLD SYSTEM,ZARAMA RIF | 32 | NG01 | GBRG1 |  | PCH |  | B |  | NG01 |  |  |  |  | O.NG.PAE.GBA.FAC |  |  |  |  | NG01 | GBU | GBUINST | NG01 |  | TXRE |  |  |  | 10TE-207,MFOLD SYSTEM,ZARAMA RIF | [8 empty] | EMERSON | [7 empty] | EP_F_GENERAL | EP_F_PCE | 10TE-207,MFOLD SYSTEM,ZARAMA RIF | 32 | YES | PM003A |  |  |  |  | NO | TXRE | Component Itself
|  | #N/A |  |  |  | B | [46 empty] | EP_F_GENERAL | EP_F_PCE
NG.GBU.ZRMS1.MA | NG.GBU.ZRMS1.MA.10FT-307 | NG.GBU.ZRMS1.MA.10FT-307 | 24 | 7 | 00002 | B |  | 10FT-307,MFOLD SYSTEM,ZARAMA RIF | 32 | NG01 | GBRG1 |  | PCH |  | B |  | NG01 |  |  |  |  | O.NG.PAE.GBA.FAC |  |  |  |  | NG01 | GBU | GBUINST | NG01 |  | TXMF |  |  |  | 10FT-307,MFOLD SYSTEM,ZARAMA RIF | [8 empty] | EMERSON |  | 3051S2CD | [5 empty] | EP_F_GENERAL | EP_F_PCE | 10FT-307,MFOLD SYSTEM,ZARAMA RIF | 32 | YES | PM003A |  |  |  |  | YES | TXMF | Component Itself
NG.GBU.ZRMS1.MA | NG.GBU.ZRMS1.MA.10FE-307 | NG.GBU.ZRMS1.MA.10FE-307 | 24 | 7 | 00002 | B |  | 10FE-307,MFOLD SYSTEM,ZARAMA RIF | 32 | NG01 | GBRG1 |  | PCH |  | B |  | NG01 |  |  |  |  | O.NG.PAE.GBA.FAC |  |  |  |  | NG01 | GBU | GBUINST | NG01 |  | LOIN |  |  |  | 10FE-307,MFOLD SYSTEM,ZARAMA RIF | [8 empty] | ABB | [7 empty] | EP_F_GENERAL | EP_F_PCE | 10FE-307,MFOLD SYSTEM,ZARAMA RIF | 32 | YES | PM003A |  |  |  |  | NO | PEVT | No
NG.GBU.ZRMS1.MA | NG.GBU.ZRMS1.MA.10FT-308 | NG.GBU.ZRMS1.MA.10FT-308 | 24 | 7 | 00002 | B |  | 10FT-308,MFOLD SYSTEM,ZARAMA RIF | 32 | NG01 | GBRG1 |  | PCH |  | B |  | NG01 |  |  |  |  | O.NG.PAE.GBA.FAC |  |  |  |  | NG01 | GBU | GBUINST | NG01 |  | TXMF |  |  |  | 10FT-308,MFOLD SYSTEM,ZARAMA RIF | [8 empty] | EMERSON | [7 empty] | EP_F_GENERAL | EP_F_PCE | 10FT-308,MFOLD SYSTEM,ZARAMA RIF | 32 | YES | PM003A |  |  |  |  | YES | TXMF | Component Itself
NG.GBU.ZRMS1.MA | NG.GBU.ZRMS1.MA.10PT-307 | NG.GBU.ZRMS1.MA.10PT-307 | 24 | 7 | 00002 | B |  | 10PT-307,MFOLD SYSTEM,ZARAMA RIF | 32 | NG01 | GBRG1 |  | PCH |  | B |  | NG01 |  |  |  |  | O.NG.PAE.GBA.FAC |  |  |  |  | NG01 | GBU | GBUINST | NG01 |  | TXPR |  |  |  | 10PT-307,MFOLD SYSTEM,ZARAMA RIF | [8 empty] | EMERSON |  | 3051S1TG | [5 empty] | EP_F_GENERAL | EP_F_PCE | 10PT-307,MFOLD SYSTEM,ZARAMA RIF | 32 | YES | PM003A |  |  |  |  | NO | TXPR | Yes
NG.GBU.ZRMS1.MA | NG.GBU.ZRMS1.MA.10TT-307 | NG.GBU.ZRMS1.MA.10TT-307 | 24 | 7 | 00002 | B |  | 10TT-307,MFOLD SYSTEM,ZARAMA RIF | 32 | NG01 | GBRG1 |  | PCH |  | B |  | NG01 |  |  |  |  | O.NG.PAE.GBA.FAC |  |  |  |  | NG01 | GBU | GBUINST | NG01 |  | TXTE |  |  |  | 10TT-307,MFOLD SYSTEM,ZARAMA RIF | [8 empty] | EMERSON |  | 3144PD6F1KAM5Q4XA | [5 empty] | EP_F_GENERAL | EP_F_PCE | 10TT-307,MFOLD SYSTEM,ZARAMA RIF | 32 | YES | PM003A |  |  |  |  | NO | TXTE | Component Itself
NG.GBU.ZRMS1.MA | NG.GBU.ZRMS1.MA.10TE-307 | NG.GBU.ZRMS1.MA.10TE-307 | 24 | 7 | 00002 | B |  | 10TE-307,MFOLD SYSTEM,ZARAMA RIF | 32 | NG01 | GBRG1 |  | PCH |  | B |  | NG01 |  |  |  |  | O.NG.PAE.GBA.FAC |  |  |  |  | NG01 | GBU | GBUINST | NG01 |  | TXRE |  |  |  | 10TE-307,MFOLD SYSTEM,ZARAMA RIF | [8 empty] | EMERSON | [7 empty] | EP_F_GENERAL | EP_F_PCE | 10TE-307,MFOLD SYSTEM,ZARAMA RIF | 32 | YES | PM003A |  |  |  |  | NO | TXRE | Component Itself
|  | #N/A |  |  |  | B
NG.GBU.ZRMS1.MA | NG.GBU.ZRMS1.MA.10FT-407 | NG.GBU.ZRMS1.MA.10FT-407 | 24 | 7 | 00002 | B |  | 10FT-407,MFOLD SYSTEM,ZARAMA RIF | 32 | NG01 | GBRG1 |  | PCH |  | B |  | NG01 |  |  |  |  | O.NG.PAE.GBA.FAC |  |  |  |  | NG01 | GBU | GBUINST | NG01 |  | TXMF |  |  |  | 10FT-407,MFOLD SYSTEM,ZARAMA RIF | [8 empty] | EMERSON |  | 3051S2CD | [5 empty] | EP_F_GENERAL | EP_F_PCE | 10FT-407,MFOLD SYSTEM,ZARAMA RIF | 32 | YES | PM003A |  |  |  |  | YES | TXMF | Component Itself
NG.GBU.ZRMS1.MA | NG.GBU.ZRMS1.MA.10FE-407 | NG.GBU.ZRMS1.MA.10FE-407 | 24 | 7 | 00002 | B |  | 10FE-407,MFOLD SYSTEM,ZARAMA RIF | 32 | NG01 | GBRG1 |  | PCH |  | B |  | NG01 |  |  |  |  | O.NG.PAE.GBA.FAC |  |  |  |  | NG01 | GBU | GBUINST | NG01 |  | LOIN |  |  |  | 10FE-407,MFOLD SYSTEM,ZARAMA RIF | [8 empty] | ABB | [7 empty] | EP_F_GENERAL | EP_F_PCE | 10FE-407,MFOLD SYSTEM,ZARAMA RIF | 32 | YES | PM003A |  |  |  |  | NO | PEVT | No
NG.GBU.ZRMS1.MA | NG.GBU.ZRMS1.MA.10FT-408 | NG.GBU.ZRMS1.MA.10FT-408 | 24 | 7 | 00002 | B |  | 10FT-408,MFOLD SYSTEM,ZARAMA RIF | 32 | NG01 | GBRG1 |  | PCH |  | B |  | NG01 |  |  |  |  | O.NG.PAE.GBA.FAC |  |  |  |  | NG01 | GBU | GBUINST | NG01 |  | TXMF |  |  |  | 10FT-408,MFOLD SYSTEM,ZARAMA RIF | [8 empty] | EMERSON | [7 empty] | EP_F_GENERAL | EP_F_PCE | 10FT-408,MFOLD SYSTEM,ZARAMA RIF | 32 | YES | PM003A |  |  |  |  | YES | TXMF | Component Itself
NG.GBU.ZRMS1.MA | NG.GBU.ZRMS1.MA.10PT-407 | NG.GBU.ZRMS1.MA.10PT-407 | 24 | 7 | 00002 | B |  | 10PT-407,MFOLD SYSTEM,ZARAMA RIF | 32 | NG01 | GBRG1 |  | PCH |  | B |  | NG01 |  |  |  |  | O.NG.PAE.GBA.FAC |  |  |  |  | NG01 | GBU | GBUINST | NG01 |  | TXPR |  |  |  | 10PT-407,MFOLD SYSTEM,ZARAMA RIF | [8 empty] | EMERSON |  | 3051S1TG | [5 empty] | EP_F_GENERAL | EP_F_PCE | 10PT-407,MFOLD SYSTEM,ZARAMA RIF | 32 | YES | PM003A |  |  |  |  | NO | TXPR | Yes
NG.GBU.ZRMS1.MA | NG.GBU.ZRMS1.MA.10TT-407 | NG.GBU.ZRMS1.MA.10TT-407 | 24 | 7 | 00002 | B |  | 10TT-407,MFOLD SYSTEM,ZARAMA RIF | 32 | NG01 | GBRG1 |  | PCH |  | B |  | NG01 |  |  |  |  | O.NG.PAE.GBA.FAC |  |  |  |  | NG01 | GBU | GBUINST | NG01 |  | TXTE |  |  |  | 10TT-407,MFOLD SYSTEM,ZARAMA RIF | [8 empty] | EMERSON |  | 3144PD6F1KAM5Q4XA | [5 empty] | EP_F_GENERAL | EP_F_PCE | 10TT-407,MFOLD SYSTEM,ZARAMA RIF | 32 | YES | PM003A |  |  |  |  | NO | TXTE | Component Itself
NG.GBU.ZRMS1.MA | NG.GBU.ZRMS1.MA.10TE-407 | NG.GBU.ZRMS1.MA.10TE-407 | 24 | 7 | 00002 | B |  | 10TE-407,MFOLD SYSTEM,ZARAMA RIF | 32 | NG01 | GBRG1 |  | PCH |  | B |  | NG01 |  |  |  |  | O.NG.PAE.GBA.FAC |  |  |  |  | NG01 | GBU | GBUINST | NG01 |  | TXRE |  |  |  | 10TE-407,MFOLD SYSTEM,ZARAMA RIF | [8 empty] | EMERSON | [7 empty] | EP_F_GENERAL | EP_F_PCE | 10TE-407,MFOLD SYSTEM,ZARAMA RIF | 32 | YES | PM003A |  |  |  |  | NO | TXRE | Component Itself
|  | #N/A |  |  |  | B | [46 empty] | EP_F_GENERAL | EP_F_PCE
NG.GBU.ZRMS1.MA | NG.GBU.ZRMS1.MA.10FT-507 | NG.GBU.ZRMS1.MA.10FT-507 | 24 | 7 | 00002 | B |  | 10FT-507,MFOLD SYSTEM,ZARAMA RIF | 32 | NG01 | GBRG1 |  | PCH |  | B |  | NG01 |  |  |  |  | O.NG.PAE.GBA.FAC |  |  |  |  | NG01 | GBU | GBUINST | NG01 |  | TXMF |  |  |  | 10FT-507,MFOLD SYSTEM,ZARAMA RIF | [8 empty] | EMERSON |  | 3051S2CD | [5 empty] | EP_F_GENERAL | EP_F_PCE | 10FT-507,MFOLD SYSTEM,ZARAMA RIF | 32 | YES | PM003A |  |  |  |  | YES | TXMF | Component Itself
NG.GBU.ZRMS1.MA | NG.GBU.ZRMS1.MA.10FE-507 | NG.GBU.ZRMS1.MA.10FE-507 | 24 | 7 | 00002 | B |  | 10FE-507,MFOLD SYSTEM,ZARAMA RIF | 32 | NG01 | GBRG1 |  | PCH |  | B |  | NG01 |  |  |  |  | O.NG.PAE.GBA.FAC |  |  |  |  | NG01 | GBU | GBUINST | NG01 |  | LOIN |  |  |  | 10FE-507,MFOLD SYSTEM,ZARAMA RIF | [8 empty] | ABB | [7 empty] | EP_F_GENERAL | EP_F_PCE | 10FE-507,MFOLD SYSTEM,ZARAMA RIF | 32 | YES | PM003A |  |  |  |  | NO | PEVT | No
NG.GBU.ZRMS1.MA | NG.GBU.ZRMS1.MA.10FT-808B | #N/A | 25 | 7 | 00002 | B |  | 10FT-808B,MFOLD SYSTEM,ZARAMA RIF | 33 | NG01 | GBRG1 |  | PCH |  | B |  | NG01 |  |  |  |  | O.NG.PAE.GBA.FAC |  |  |  |  | NG01 | GBU | GBUINST | NG01 |  | TXMF |  |  |  | 10FT-808B,MFOLD SYSTEM,ZARAMA RIF | [8 empty] | EMERSON | [7 empty] | EP_F_GENERAL | EP_F_PCE | 10FT-808B,MFOLD SYSTEM,ZARAMA RIF | 33 | YES | PM003A |  |  |  |  | Not in SAP | Not in SAP
NG.GBU.ZRMS1.MA | NG.GBU.ZRMS1.MA.10PT-507 | NG.GBU.ZRMS1.MA.10PT-507 | 24 | 7 | 00002 | B |  | 10PT-507,MFOLD SYSTEM,ZARAMA RIF | 32 | NG01 | GBRG1 |  | PCH |  | B |  | NG01 |  |  |  |  | O.NG.PAE.GBA.FAC |  |  |  |  | NG01 | GBU | GBUINST | NG01 |  | TXPR |  |  |  | 10PT-507,MFOLD SYSTEM,ZARAMA RIF | [8 empty] | EMERSON |  | 3051S1TG | [5 empty] | EP_F_GENERAL | EP_F_PCE | 10PT-507,MFOLD SYSTEM,ZARAMA RIF | 32 | YES | PM003A |  |  |  |  | NO | TXPR | Yes
NG.GBU.ZRMS1.MA | NG.GBU.ZRMS1.MA.10TT-507 | NG.GBU.ZRMS1.MA.10TT-507 | 24 | 7 | 00002 | B |  | 10TT-507,MFOLD SYSTEM,ZARAMA RIF | 32 | NG01 | GBRG1 |  | PCH |  | B |  | NG01 |  |  |  |  | O.NG.PAE.GBA.FAC |  |  |  |  | NG01 | GBU | GBUINST | NG01 |  | TXTE |  |  |  | 10TT-507,MFOLD SYSTEM,ZARAMA RIF | [8 empty] | EMERSON |  | 3144PD6F1KAM5Q4XA | [5 empty] | EP_F_GENERAL | EP_F_PCE | 10TT-507,MFOLD SYSTEM,ZARAMA RIF | 32 | YES | PM003A |  |  |  |  | NO | TXTE | Component Itself
NG.GBU.ZRMS1.MA | NG.GBU.ZRMS1.MA.10TE-507 | NG.GBU.ZRMS1.MA.10TE-507 | 24 | 7 | 00002 | B |  | 10TE-507,MFOLD SYSTEM,ZARAMA RIF | 32 | NG01 | GBRG1 |  | PCH |  | B |  | NG01 |  |  |  |  | O.NG.PAE.GBA.FAC |  |  |  |  | NG01 | GBU | GBUINST | NG01 |  | TXRE |  |  |  | 10TE-507,MFOLD SYSTEM,ZARAMA RIF | [8 empty] | EMERSON | [7 empty] | EP_F_GENERAL | EP_F_PCE | 10TE-507,MFOLD SYSTEM,ZARAMA RIF | 32 | YES | PM003A |  |  |  |  | NO | TXRE | Component Itself
#N/A
NG.GBU.KOLS1.MA | NG.GBU.KOLS1.MA.10FT-107 | #N/A | 24 | 7 | 00002 | B |  | 10FT-107,MFOLD SYSTEM,KOLS1 RIF | 31 | NG01 | GBRG1 |  | PCH |  | B |  | NG01 |  |  |  |  | O.NG.PAE.GBA.FAC |  |  |  |  | NG01 | GBU | GBUINST | NG01 |  | TXMF |  |  |  | 10FT-107,MFOLD SYSTEM,KOLS1 RIF | [8 empty] | EMERSON |  | 300S1KF1AM5 |  |  |  | 8555062 |  | EP_F_GENERAL | EP_F_PCE | 10FT-107,MFOLD SYSTEM,KOLS1 RIF | 31 | YES | PM003A |  |  |  |  | Not in SAP | Not in SAP
NG.GBU.KOLS1.MA | NG.GBU.KOLS1.MA.10FE-107 | #N/A | 24 | 7 | 00002 | B |  | 10FE-107,MFOLD SYSTEM,KOLS1 RIF | 31 | NG01 | GBRG1 |  | PCH |  | B |  | NG01 |  |  |  |  | O.NG.PAE.GBA.FAC |  |  |  |  | NG01 | GBU | GBUINST | NG01 |  | LOIN |  |  |  | 10FE-107,MFOLD SYSTEM,KOLS1 RIF | [8 empty] | ABB | [7 empty] | EP_F_GENERAL | EP_F_PCE | 10FE-107,MFOLD SYSTEM,KOLS1 RIF | 31 | YES | PM003A |  |  |  |  | Not in SAP | Not in SAP
NG.GBU.KOLS1.MA | NG.GBU.KOLS1.MA.10FT-108 | #N/A | 24 | 7 | 00002 | B |  | 10FT-108,MFOLD SYSTEM,KOLS1 RIF | 31 | NG01 | GBRG1 |  | PCH |  | B |  | NG01 |  |  |  |  | O.NG.PAE.GBA.FAC |  |  |  |  | NG01 | GBU | GBUINST | NG01 |  | TXMF |  |  |  | 10FT-108,MFOLD SYSTEM,KOLS1 RIF | [8 empty] | EMERSON |  | 300S1KF1AM5 |  |  |  | 8565501 |  | EP_F_GENERAL | EP_F_PCE | 10FT-108,MFOLD SYSTEM,KOLS1 RIF | 31 | YES | PM003A |  |  |  |  | Not in SAP | Not in SAP
NG.GBU.KOLS1.MA | NG.GBU.KOLS1.MA.10PT-107 | #N/A | 24 | 7 | 00002 | B |  | 10PT-107,MFOLD SYSTEM,KOLS1 RIF | 31 | NG01 | GBRG1 |  | PCH |  | B |  | NG01 |  |  |  |  | O.NG.PAE.GBA.FAC |  |  |  |  | NG01 | GBU | GBUINST | NG01 |  | TXPR |  |  |  | 10PT-107,MFOLD SYSTEM,KOLS1 RIF | [8 empty] | EMERSON |  | TYPE 511 |  |  |  | 8557288 |  | EP_F_GENERAL | EP_F_PCE | 10PT-107,MFOLD SYSTEM,KOLS1 RIF | 31 | YES | PM003A |  |  |  |  | Not in SAP | Not in SAP
NG.GBU.KOLS1.MA | NG.GBU.KOLS1.MA.10TT-107 | #N/A | 24 | 7 | 00002 | B |  | 10TT-107,MFOLD SYSTEM,KOLS1 RIF | 31 | NG01 | GBRG1 |  | PCH |  | B |  | NG01 |  |  |  |  | O.NG.PAE.GBA.FAC |  |  |  |  | NG01 | GBU | GBUINST | NG01 |  | TXTE |  |  |  | 10TT-107,MFOLD SYSTEM,KOLS1 RIF | [8 empty] | EMERSON |  | 644 |  |  |  | G/78355/4/7 |  | EP_F_GENERAL | EP_F_PCE | 10TT-107,MFOLD SYSTEM,KOLS1 RIF | 31 | YES | PM003A |  |  |  |  | Not in SAP | Not in SAP
NG.GBU.KOLS1.MA | NG.GBU.KOLS1.MA.10TE-107 | #N/A | 24 | 7 | 00002 | B |  | 10TE-107,MFOLD SYSTEM,KOLS1 RIF | 31 | NG01 | GBRG1 |  | PCH |  | B |  | NG01 |  |  |  |  | O.NG.PAE.GBA.FAC |  |  |  |  | NG01 | GBU | GBUINST | NG01 |  | TXRE |  |  |  | 10TE-107,MFOLD SYSTEM,KOLS1 RIF | [8 empty] | EMERSON | [7 empty] | EP_F_GENERAL | EP_F_PCE | 10TE-107,MFOLD SYSTEM,KOLS1 RIF | 31 | YES | PM003A |  |  |  |  | Not in SAP | Not in SAP
#N/A
NG.GBU.KOLS1.MA | NG.GBU.KOLS1.MA.10FT-207 | #N/A | 24 | 7 | 00002 | B |  | 10FT-207,MFOLD SYSTEM,KOLS1 RIF | 31 | NG01 | GBRG1 |  | PCH |  | B |  | NG01 |  |  |  |  | O.NG.PAE.GBA.FAC |  |  |  |  | NG01 | GBU | GBUINST | NG01 |  | TXMF |  |  |  | 10FT-207,MFOLD SYSTEM,KOLS1 RIF | [8 empty] | EMERSON |  | 300S1KF1AM5 |  |  |  | 2285764 |  | EP_F_GENERAL | EP_F_PCE | 10FT-207,MFOLD SYSTEM,KOLS1 RIF | 31 | YES | PM003A |  |  |  |  | Not in SAP | Not in SAP
NG.GBU.KOLS1.MA | NG.GBU.KOLS1.MA.10FE-207 | #N/A | 24 | 7 | 00002 | B |  | 10FE-207,MFOLD SYSTEM,KOLS1 RIF | 31 | NG01 | GBRG1 |  | PCH |  | B |  | NG01 |  |  |  |  | O.NG.PAE.GBA.FAC |  |  |  |  | NG01 | GBU | GBUINST | NG01 |  | LOIN |  |  |  | 10FE-207,MFOLD SYSTEM,KOLS1 RIF | [8 empty] | ABB | [5 empty] | 8565498 |  | EP_F_GENERAL | EP_F_PCE | 10FE-207,MFOLD SYSTEM,KOLS1 RIF | 31 | YES | PM003A |  |  |  |  | Not in SAP | Not in SAP
NG.GBU.KOLS1.MA | NG.GBU.KOLS1.MA.10FT-208 | #N/A | 24 | 7 | 00002 | B |  | 10FT-208,MFOLD SYSTEM,KOLS1 RIF | 31 | NG01 | GBRG1 |  | PCH |  | B |  | NG01 |  |  |  |  | O.NG.PAE.GBA.FAC |  |  |  |  | NG01 | GBU | GBUINST | NG01 |  | TXMF |  |  |  | 10FT-208,MFOLD SYSTEM,KOLS1 RIF | [8 empty] | EMERSON |  | 300S1KF1AM5 | [5 empty] | EP_F_GENERAL | EP_F_PCE | 10FT-208,MFOLD SYSTEM,KOLS1 RIF | 31 | YES | PM003A |  |  |  |  | Not in SAP | Not in SAP
NG.GBU.KOLS1.MA | NG.GBU.KOLS1.MA.10PT-207 | #N/A | 24 | 7 | 00002 | B |  | 10PT-207,MFOLD SYSTEM,KOLS1 RIF | 31 | NG01 | GBRG1 |  | PCH |  | B |  | NG01 |  |  |  |  | O.NG.PAE.GBA.FAC |  |  |  |  | NG01 | GBU | GBUINST | NG01 |  | TXPR |  |  |  | 10PT-207,MFOLD SYSTEM,KOLS1 RIF | [8 empty] | EMERSON |  | TYPE 511 |  |  |  | 8557285 |  | EP_F_GENERAL | EP_F_PCE | 10PT-207,MFOLD SYSTEM,KOLS1 RIF | 31 | YES | PM003A |  |  |  |  | Not in SAP | Not in SAP
NG.GBU.KOLS1.MA | NG.GBU.KOLS1.MA.10TT-207 | #N/A | 24 | 7 | 00002 | B |  | 10TT-207,MFOLD SYSTEM,KOLS1 RIF | 31 | NG01 | GBRG1 |  | PCH |  | B |  | NG01 |  |  |  |  | O.NG.PAE.GBA.FAC |  |  |  |  | NG01 | GBU | GBUINST | NG01 |  | TXTE |  |  |  | 10TT-207,MFOLD SYSTEM,KOLS1 RIF | [8 empty] | EMERSON |  | 644 |  |  |  | G/57355/4/4 |  | EP_F_GENERAL | EP_F_PCE | 10TT-207,MFOLD SYSTEM,KOLS1 RIF | 31 | YES | PM003A |  |  |  |  | Not in SAP | Not in SAP
NG.GBU.KOLS1.MA | NG.GBU.KOLS1.MA.10TE-207 | #N/A | 24 | 7 | 00002 | B |  | 10TE-207,MFOLD SYSTEM,KOLS1 RIF | 31 | NG01 | GBRG1 |  | PCH |  | B |  | NG01 |  |  |  |  | O.NG.PAE.GBA.FAC |  |  |  |  | NG01 | GBU | GBUINST | NG01 |  | TXRE |  |  |  | 10TE-207,MFOLD SYSTEM,KOLS1 RIF | [8 empty] | EMERSON | [7 empty] | EP_F_GENERAL | EP_F_PCE | 10TE-207,MFOLD SYSTEM,KOLS1 RIF | 31 | YES | PM003A |  |  |  |  | Not in SAP | Not in SAP
|  | #N/A |  |  |  | B
NG.GBU.GBRS1.MA | NG.GBU.GBRS1.MA.10FT-116 | NG.GBU.GBRS1.MA.10FT-116 | 24 | 7 | 00002 | B |  | 10FT-116,MFOLD SYSTEM,GBARAN RIF | 32 | NG01 | GBRG1 |  | PCH |  | B |  | NG01 |  |  |  |  | O.NG.PAE.GBA.FAC |  |  |  |  | NG01 | GBU | GBUINST | NG01 |  | TXMF |  |  |  | 10FT-116,MFOLD SYSTEM,GBARAN RIF | [8 empty] | EMERSON | [7 empty] | EP_F_GENERAL | EP_F_PCE | 10FT-116,MFOLD SYSTEM,GBARAN RIF | 32 | YES | PM003A |  |  |  |  | YES | TXMF | Component Itself
NG.GBU.GBRS1.MA | NG.GBU.GBRS1.MA.10FE-116 | NG.GBU.GBRS1.MA.10FE-116 | 24 | 7 | 00002 | B |  | 10FE-116,MFOLD SYSTEM,GBARAN RIF | 32 | NG01 | GBRG1 |  | PCH |  | B |  | NG01 |  |  |  |  | O.NG.PAE.GBA.FAC |  |  |  |  | NG01 | GBU | GBUINST | NG01 |  | LOIN |  |  |  | 10FE-116,MFOLD SYSTEM,GBARAN RIF | [8 empty] | ABB | [7 empty] | EP_F_GENERAL | EP_F_PCE | 10FE-116,MFOLD SYSTEM,GBARAN RIF | 32 | YES | PM003A |  |  |  |  | NO | PEVT | No
NG.GBU.GBRS1.MA | NG.GBU.GBRS1.MA.10FT-117 | NG.GBU.GBRS1.MA.10FT-117 | 24 | 7 | 00002 | B |  | 10FT-117,MFOLD SYSTEM,GBARAN RIF | 32 | NG01 | GBRG1 |  | PCH |  | B |  | NG01 |  |  |  |  | O.NG.PAE.GBA.FAC |  |  |  |  | NG01 | GBU | GBUINST | NG01 |  | TXMF |  |  |  | 10FT-117,MFOLD SYSTEM,GBARAN RIF | [8 empty] | EMERSON | [7 empty] | EP_F_GENERAL | EP_F_PCE | 10FT-117,MFOLD SYSTEM,GBARAN RIF | 32 | YES | PM003A |  |  |  |  | YES | TXMF | Component Itself
NG.GBU.GBRS1.MA | NG.GBU.GBRS1.MA.10PT-116 | NG.GBU.GBRS1.MA.10PT-116 | 24 | 7 | 00002 | B |  | 10PT-116,MFOLD SYSTEM,GBARAN RIF | 32 | NG01 | GBRG1 |  | PCH |  | B |  | NG01 |  |  |  |  | O.NG.PAE.GBA.FAC |  |  |  |  | NG01 | GBU | GBUINST | NG01 |  | TXPR |  |  |  | 10PT-116,MFOLD SYSTEM,GBARAN RIF | [8 empty] | EMERSON | [7 empty] | EP_F_GENERAL | EP_F_PCE | 10PT-116,MFOLD SYSTEM,GBARAN RIF | 32 | YES | PM003A |  |  |  |  | NO | TXPR | Yes
NG.GBU.GBRS1.MA | NG.GBU.GBRS1.MA.10TT-116 | NG.GBU.GBRS1.MA.10TT-116 | 24 | 7 | 00002 | B |  | 10TT-116,MFOLD SYSTEM,GBARAN RIF | 32 | NG01 | GBRG1 |  | PCH |  | B |  | NG01 |  |  |  |  | O.NG.PAE.GBA.FAC |  |  |  |  | NG01 | GBU | GBUINST | NG01 |  | TXTE |  |  |  | 10TT-116,MFOLD SYSTEM,GBARAN RIF | [8 empty] | EMERSON | [7 empty] | EP_F_GENERAL | EP_F_PCE | 10TT-116,MFOLD SYSTEM,GBARAN RIF | 32 | YES | PM003A |  |  |  |  | NO | TXTE | Component Itself
NG.GBU.GBRS1.MA | NG.GBU.GBRS1.MA.10TE-116 | NG.GBU.GBRS1.MA.10TE-116 | 24 | 7 | 00002 | B |  | 10TE-116,MFOLD SYSTEM,GBARAN RIF | 32 | NG01 | GBRG1 |  | PCH |  | B |  | NG01 |  |  |  |  | O.NG.PAE.GBA.FAC |  |  |  |  | NG01 | GBU | GBUINST | NG01 |  | TXRE |  |  |  | 10TE-116,MFOLD SYSTEM,GBARAN RIF | [8 empty] | EMERSON | [7 empty] | EP_F_GENERAL | EP_F_PCE | 10TE-116,MFOLD SYSTEM,GBARAN RIF | 32 | YES | PM003A |  |  |  |  | NO | TXRE | Component Itself
|  | #N/A |  |  |  | B
NG.GBU.GBRS1.MA | NG.GBU.GBRS1.MA.10FT-216 | NG.GBU.GBRS1.MA.10FT-216 | 24 | 7 | 00002 | B |  | 10FT-216,MFOLD SYSTEM,GBARAN RIF | 32 | NG01 | GBRG1 |  | PCH |  | B |  | NG01 |  |  |  |  | O.NG.PAE.GBA.FAC |  |  |  |  | NG01 | GBU | GBUINST | NG01 |  | TXMF |  |  |  | 10FT-216,MFOLD SYSTEM,GBARAN RIF | [8 empty] | EMERSON | [7 empty] | EP_F_GENERAL | EP_F_PCE | 10FT-216,MFOLD SYSTEM,GBARAN RIF | 32 | YES | PM003A |  |  |  |  | YES | TXMF | Component Itself
NG.GBU.GBRS1.MA | NG.GBU.GBRS1.MA.10FE-216 | NG.GBU.GBRS1.MA.10FE-216 | 24 | 7 | 00002 | B |  | 10FE-216,MFOLD SYSTEM,GBARAN RIF | 32 | NG01 | GBRG1 |  | PCH |  | B |  | NG01 |  |  |  |  | O.NG.PAE.GBA.FAC |  |  |  |  | NG01 | GBU | GBUINST | NG01 |  | LOIN |  |  |  | 10FE-216,MFOLD SYSTEM,GBARAN RIF | [8 empty] | ABB | [7 empty] | EP_F_GENERAL | EP_F_PCE | 10FE-216,MFOLD SYSTEM,GBARAN RIF | 32 | YES | PM003A |  |  |  |  | NO | PEVT | No
NG.GBU.GBRS1.MA | NG.GBU.GBRS1.MA.10FT-217 | NG.GBU.GBRS1.MA.10FT-217 | 24 | 7 | 00002 | B |  | 10FT-217,MFOLD SYSTEM,GBARAN RIF | 32 | NG01 | GBRG1 |  | PCH |  | B |  | NG01 |  |  |  |  | O.NG.PAE.GBA.FAC |  |  |  |  | NG01 | GBU | GBUINST | NG01 |  | TXMF |  |  |  | 10FT-217,MFOLD SYSTEM,GBARAN RIF | [8 empty] | EMERSON | [7 empty] | EP_F_GENERAL | EP_F_PCE | 10FT-217,MFOLD SYSTEM,GBARAN RIF | 32 | YES | PM003A |  |  |  |  | YES | TXMF | Component Itself
NG.GBU.GBRS1.MA | NG.GBU.GBRS1.MA.10PT-216 | NG.GBU.GBRS1.MA.10PT-216 | 24 | 7 | 00002 | B |  | 10PT-216,MFOLD SYSTEM,GBARAN RIF | 32 | NG01 | GBRG1 |  | PCH |  | B |  | NG01 |  |  |  |  | O.NG.PAE.GBA.FAC |  |  |  |  | NG01 | GBU | GBUINST | NG01 |  | TXPR |  |  |  | 10PT-216,MFOLD SYSTEM,GBARAN RIF | [8 empty] | EMERSON | [7 empty] | EP_F_GENERAL | EP_F_PCE | 10PT-216,MFOLD SYSTEM,GBARAN RIF | 32 | YES | PM003A |  |  |  |  | NO | TXPR | Yes
NG.GBU.GBRS1.MA | NG.GBU.GBRS1.MA.10TT-216 | NG.GBU.GBRS1.MA.10TT-216 | 24 | 7 | 00002 | B |  | 10TT-216,MFOLD SYSTEM,GBARAN RIF | 32 | NG01 | GBRG1 |  | PCH |  | B |  | NG01 |  |  |  |  | O.NG.PAE.GBA.FAC |  |  |  |  | NG01 | GBU | GBUINST | NG01 |  | TXTE |  |  |  | 10TT-216,MFOLD SYSTEM,GBARAN RIF | [8 empty] | EMERSON | [7 empty] | EP_F_GENERAL | EP_F_PCE | 10TT-216,MFOLD SYSTEM,GBARAN RIF | 32 | YES | PM003A |  |  |  |  | NO | TXTE | Component Itself
NG.GBU.GBRS1.MA | NG.GBU.GBRS1.MA.10TE-216 | NG.GBU.GBRS1.MA.10TE-216 | 24 | 7 | 00002 | B |  | 10TE-216,MFOLD SYSTEM,GBARAN RIF | 32 | NG01 | GBRG1 |  | PCH |  | B |  | NG01 |  |  |  |  | O.NG.PAE.GBA.FAC |  |  |  |  | NG01 | GBU | GBUINST | NG01 |  | TXRE |  |  |  | 10TE-216,MFOLD SYSTEM,GBARAN RIF | [8 empty] | EMERSON | [7 empty] | EP_F_GENERAL | EP_F_PCE | 10TE-216,MFOLD SYSTEM,GBARAN RIF | 32 | YES | PM003A |  |  |  |  | NO | TXRE | Component Itself
|  | #N/A |  |  |  | B
NG.GBU.GBRS1.MA | NG.GBU.GBRS1.MA.10FT-316 | NG.GBU.GBRS1.MA.10FT-316 | 24 | 7 | 00002 | B |  | 10FT-316,MFOLD SYSTEM,GBARAN RIF | 32 | NG01 | GBRG1 |  | PCH |  | B |  | NG01 |  |  |  |  | O.NG.PAE.GBA.FAC |  |  |  |  | NG01 | GBU | GBUINST | NG01 |  | TXMF |  |  |  | 10FT-316,MFOLD SYSTEM,GBARAN RIF | [8 empty] | EMERSON | [7 empty] | EP_F_GENERAL | EP_F_PCE | 10FT-316,MFOLD SYSTEM,GBARAN RIF | 32 | YES | PM003A |  |  |  |  | YES | TXMF | Component Itself
NG.GBU.GBRS1.MA | NG.GBU.GBRS1.MA.10FE-316 | NG.GBU.GBRS1.MA.10FE-316 | 24 | 7 | 00002 | B |  | 10FE-316,MFOLD SYSTEM,GBARAN RIF | 32 | NG01 | GBRG1 |  | PCH |  | B |  | NG01 |  |  |  |  | O.NG.PAE.GBA.FAC |  |  |  |  | NG01 | GBU | GBUINST | NG01 |  | LOIN |  |  |  | 10FE-316,MFOLD SYSTEM,GBARAN RIF | [8 empty] | ABB | [7 empty] | EP_F_GENERAL | EP_F_PCE | 10FE-316,MFOLD SYSTEM,GBARAN RIF | 32 | YES | PM003A |  |  |  |  | NO | PEVT | No
NG.GBU.GBRS1.MA | NG.GBU.GBRS1.MA.10FT-317 | NG.GBU.GBRS1.MA.10FT-317 | 24 | 7 | 00002 | B |  | 10FT-317,MFOLD SYSTEM,GBARAN RIF | 32 | NG01 | GBRG1 |  | PCH |  | B |  | NG01 |  |  |  |  | O.NG.PAE.GBA.FAC |  |  |  |  | NG01 | GBU | GBUINST | NG01 |  | TXMF |  |  |  | 10FT-317,MFOLD SYSTEM,GBARAN RIF | [8 empty] | EMERSON | [7 empty] | EP_F_GENERAL | EP_F_PCE | 10FT-317,MFOLD SYSTEM,GBARAN RIF | 32 | YES | PM003A |  |  |  |  | YES | TXMF | Component Itself
NG.GBU.GBRS1.MA | NG.GBU.GBRS1.MA.10PT-316 | NG.GBU.GBRS1.MA.10PT-316 | 24 | 7 | 00002 | B |  | 10PT-316,MFOLD SYSTEM,GBARAN RIF | 32 | NG01 | GBRG1 |  | PCH |  | B |  | NG01 |  |  |  |  | O.NG.PAE.GBA.FAC |  |  |  |  | NG01 | GBU | GBUINST | NG01 |  | TXPR |  |  |  | 10PT-316,MFOLD SYSTEM,GBARAN RIF | [8 empty] | EMERSON | [7 empty] | EP_F_GENERAL | EP_F_PCE | 10PT-316,MFOLD SYSTEM,GBARAN RIF | 32 | YES | PM003A |  |  |  |  | NO | TXPR | Yes
NG.GBU.GBRS1.MA | NG.GBU.GBRS1.MA.10TT-316 | NG.GBU.GBRS1.MA.10TT-316 | 24 | 7 | 00002 | B |  | 10TT-316,MFOLD SYSTEM,GBARAN RIF | 32 | NG01 | GBRG1 |  | PCH |  | B |  | NG01 |  |  |  |  | O.NG.PAE.GBA.FAC |  |  |  |  | NG01 | GBU | GBUINST | NG01 |  | TXTE |  |  |  | 10TT-316,MFOLD SYSTEM,GBARAN RIF | [8 empty] | EMERSON | [7 empty] | EP_F_GENERAL | EP_F_PCE | 10TT-316,MFOLD SYSTEM,GBARAN RIF | 32 | YES | PM003A |  |  |  |  | NO | TXTE | Component Itself
NG.GBU.GBRS1.MA | NG.GBU.GBRS1.MA.10TE-316 | NG.GBU.GBRS1.MA.10TE-316 | 24 | 7 | 00002 | B |  | 10TE-316,MFOLD SYSTEM,GBARAN RIF | 32 | NG01 | GBRG1 |  | PCH |  | B |  | NG01 |  |  |  |  | O.NG.PAE.GBA.FAC |  |  |  |  | NG01 | GBU | GBUINST | NG01 |  | TXRE |  |  |  | 10TE-316,MFOLD SYSTEM,GBARAN RIF | [8 empty] | EMERSON | [7 empty] | EP_F_GENERAL | EP_F_PCE | 10TE-316,MFOLD SYSTEM,GBARAN RIF | 32 | YES | PM003A |  |  |  |  | NO | TXRE | Component Itself
|  | #N/A |  |  |  | B
NG.GBU.GBRS1.MA | NG.GBU.GBRS1.MA.10FT-416 | NG.GBU.GBRS1.MA.10FT-416 |  | 7 | 00002 | B |  | 10FT-416,MFOLD SYSTEM,GBARAN RIF | 32 | NG01 | GBRG1 |  | PCH |  | B |  | NG01 |  |  |  |  | O.NG.PAE.GBA.FAC |  |  |  |  | NG01 | GBU | GBUINST | NG01 |  | TXMF |  |  |  | 10FT-416,MFOLD SYSTEM,GBARAN RIF | [8 empty] | EMERSON | [7 empty] | EP_F_GENERAL | EP_F_PCE | 10FT-416,MFOLD SYSTEM,GBARAN RIF | 32 | YES | PM003A |  |  |  |  | YES | TXMF | Component Itself
NG.GBU.GBRS1.MA | NG.GBU.GBRS1.MA.10FE-416 | NG.GBU.GBRS1.MA.10FE-416 | 24 | 7 | 00002 | B |  | 10FE-416,MFOLD SYSTEM,GBARAN RIF | 32 | NG01 | GBRG1 |  | PCH |  | B |  | NG01 |  |  |  |  | O.NG.PAE.GBA.FAC |  |  |  |  | NG01 | GBU | GBUINST | NG01 |  | LOIN |  |  |  | 10FE-416,MFOLD SYSTEM,GBARAN RIF | [8 empty] | ABB | [7 empty] | EP_F_GENERAL | EP_F_PCE | 10FE-416,MFOLD SYSTEM,GBARAN RIF | 32 | YES | PM003A |  |  |  |  | NO | PEVT | No
NG.GBU.GBRS1.MA | NG.GBU.GBRS1.MA.10FT-417 | NG.GBU.GBRS1.MA.10FT-417 | 24 | 7 | 00002 | B |  | 10FT-417,MFOLD SYSTEM,GBARAN RIF | 32 | NG01 | GBRG1 |  | PCH |  | B |  | NG01 |  |  |  |  | O.NG.PAE.GBA.FAC |  |  |  |  | NG01 | GBU | GBUINST | NG01 |  | TXMF |  |  |  | 10FT-417,MFOLD SYSTEM,GBARAN RIF | [8 empty] | EMERSON | [7 empty] | EP_F_GENERAL | EP_F_PCE | 10FT-417,MFOLD SYSTEM,GBARAN RIF | 32 | YES | PM003A |  |  |  |  | YES | TXMF | Component Itself
NG.GBU.GBRS1.MA | NG.GBU.GBRS1.MA.10PT-416 | NG.GBU.GBRS1.MA.10PT-416 | 24 | 7 | 00002 | B |  | 10PT-416,MFOLD SYSTEM,GBARAN RIF | 32 | NG01 | GBRG1 |  | PCH |  | B |  | NG01 |  |  |  |  | O.NG.PAE.GBA.FAC |  |  |  |  | NG01 | GBU | GBUINST | NG01 |  | TXPR |  |  |  | 10PT-416,MFOLD SYSTEM,GBARAN RIF | [8 empty] | EMERSON | [7 empty] | EP_F_GENERAL | EP_F_PCE | 10PT-416,MFOLD SYSTEM,GBARAN RIF | 32 | YES | PM003A |  |  |  |  | NO | TXPR | Yes
NG.GBU.GBRS1.MA | NG.GBU.GBRS1.MA.10TT-416 | NG.GBU.GBRS1.MA.10TT-416 | 24 | 7 | 00002 | B |  | 10TT-416,MFOLD SYSTEM,GBARAN RIF | 32 | NG01 | GBRG1 |  | PCH |  | B |  | NG01 |  |  |  |  | O.NG.PAE.GBA.FAC |  |  |  |  | NG01 | GBU | GBUINST | NG01 |  | TXTE |  |  |  | 10TT-416,MFOLD SYSTEM,GBARAN RIF | [8 empty] | EMERSON | [7 empty] | EP_F_GENERAL | EP_F_PCE | 10TT-416,MFOLD SYSTEM,GBARAN RIF | 32 | YES | PM003A |  |  |  |  | NO | TXTE | Component Itself
NG.GBU.GBRS1.MA | NG.GBU.GBRS1.MA.10TE-416 | NG.GBU.GBRS1.MA.10TE-416 | 24 | 7 | 00002 | B |  | 10TE-416,MFOLD SYSTEM,GBARAN RIF | 32 | NG01 | GBRG1 |  | PCH |  | B |  | NG01 |  |  |  |  | O.NG.PAE.GBA.FAC |  |  |  |  | NG01 | GBU | GBUINST | NG01 |  | TXRE |  |  |  | 10TE-416,MFOLD SYSTEM,GBARAN RIF | [8 empty] | EMERSON | [7 empty] | EP_F_GENERAL | EP_F_PCE | 10TE-416,MFOLD SYSTEM,GBARAN RIF | 32 | YES | PM003A |  |  |  |  | NO | TXRE | Component Itself
|  | #N/A |  |  |  | B
NG.GBU.GBRS1.MA | NG.GBU.GBRS1.MA.10FT-518 | NG.GBU.GBRS1.MA.10FT-518 | 24 | 7 | 00002 | B |  | 10FT-518,MFOLD SYSTEM,GBARAN RIF | 32 | NG01 | GBRG1 |  | PCH |  | B |  | NG01 |  |  |  |  | O.NG.PAE.GBA.FAC |  |  |  |  | NG01 | GBU | GBUINST | NG01 |  | TXMF |  |  |  | 10FT-518,MFOLD SYSTEM,GBARAN RIF | [8 empty] | EMERSON |  | 300S1KFD01IAM5 |  |  |  | 9745013 |  | EP_F_GENERAL | EP_F_PCE | 10FT-518,MFOLD SYSTEM,GBARAN RIF | 32 | YES | PM003A |  |  |  |  | NO | TXMF | Component Itself
NG.GBU.GBRS1.MA | NG.GBU.GBRS1.MA.10FE-518 | NG.GBU.GBRS1.MA.10FE-518 | 24 | 7 | 00002 | B |  | 10FE-518,MFOLD SYSTEM,GBARAN RIF | 32 | NG01 | GBRG1 |  | PCH |  | B |  | NG01 |  |  |  |  | O.NG.PAE.GBA.FAC |  |  |  |  | NG01 | GBU | GBUINST | NG01 |  | LOIN |  |  |  | 10FE-518,MFOLD SYSTEM,GBARAN RIF | [8 empty] | ABB | [7 empty] | EP_F_GENERAL | EP_F_PCE | 10FE-518,MFOLD SYSTEM,GBARAN RIF | 32 | YES | PM003A |  |  |  |  | NO | PEVT | No
NG.GBU.GBRS1.MA | NG.GBU.GBRS1.MA.10FT-519 | NG.GBU.GBRS1.MA.10FT-519 | 24 | 7 | 00002 | B |  | 10FT-519,MFOLD SYSTEM,GBARAN RIF | 32 | NG01 | GBRG1 |  | PCH |  | B |  | NG01 |  |  |  |  | O.NG.PAE.GBA.FAC |  |  |  |  | NG01 | GBU | GBUINST | NG01 |  | TXMF |  |  |  | 10FT-519,MFOLD SYSTEM,GBARAN RIF | [8 empty] | EMERSON | [7 empty] | EP_F_GENERAL | EP_F_PCE | 10FT-519,MFOLD SYSTEM,GBARAN RIF | 32 | YES | PM003A |  |  |  |  | NO | TXMF | Component Itself
NG.GBU.GBRS1.MA | NG.GBU.GBRS1.MA.10PT-518 | NG.GBU.GBRS1.MA.10PT-518 | 24 | 7 | 00002 | B |  | 10PT-518,MFOLD SYSTEM,GBARAN RIF | 32 | NG01 | GBRG1 |  | PCH |  | B |  | NG01 |  |  |  |  | O.NG.PAE.GBA.FAC |  |  |  |  | NG01 | GBU | GBUINST | NG01 |  | TXPR |  |  |  | 10PT-518,MFOLD SYSTEM,GBARAN RIF | [8 empty] | EMERSON | [7 empty] | EP_F_GENERAL | EP_F_PCE | 10PT-518,MFOLD SYSTEM,GBARAN RIF | 32 | YES | PM003A |  |  |  |  | NO | TXPR | Yes
NG.GBU.GBRS1.MA | NG.GBU.GBRS1.MA.10TT-518 | NG.GBU.GBRS1.MA.10TT-518 | 24 | 7 | 00002 | B |  | 10TT-518,MFOLD SYSTEM,GBARAN RIF | 32 | NG01 | GBRG1 |  | PCH |  | B |  | NG01 |  |  |  |  | O.NG.PAE.GBA.FAC |  |  |  |  | NG01 | GBU | GBUINST | NG01 |  | TXTE |  |  |  | 10TT-518,MFOLD SYSTEM,GBARAN RIF | [8 empty] | EMERSON | [7 empty] | EP_F_GENERAL | EP_F_PCE | 10TT-518,MFOLD SYSTEM,GBARAN RIF | 32 | YES | PM003A |  |  |  |  | NO | TXTE | Component Itself
NG.GBU.GBRS1.MA | NG.GBU.GBRS1.MA.10TE-518 | NG.GBU.GBRS1.MA.10TE-518 | 24 | 7 | 00002 | B |  | 10TE-518,MFOLD SYSTEM,GBARAN RIF | 32 | NG01 | GBRG1 |  | PCH |  | B |  | NG01 |  |  |  |  | O.NG.PAE.GBA.FAC |  |  |  |  | NG01 | GBU | GBUINST | NG01 |  | TXRE |  |  |  | 10TE-518,MFOLD SYSTEM,GBARAN RIF | [8 empty] | EMERSON | [7 empty] | EP_F_GENERAL | EP_F_PCE | 10TE-518,MFOLD SYSTEM,GBARAN RIF | 32 | YES | PM003A |  |  |  |  | NO | TXRE | Component Itself
|  | #N/A |  |  |  | B
NG.GBU.GBRS1.MA | NG.GBU.GBRS1.MA.10FT-618 | NG.GBU.GBRS1.MA.10FT-618 | 24 | 7 | 00002 | B |  | 10FT-618,MFOLD SYSTEM,GBARAN RIF | 32 | NG01 | GBRG1 |  | PCH |  | B |  | NG01 |  |  |  |  | O.NG.PAE.GBA.FAC |  |  |  |  | NG01 | GBU | GBUINST | NG01 |  | TXMF |  |  |  | 10FT-618,MFOLD SYSTEM,GBARAN RIF | [8 empty] | EMERSON | [7 empty] | EP_F_GENERAL | EP_F_PCE | 10FT-618,MFOLD SYSTEM,GBARAN RIF | 32 | YES | PM003A |  |  |  |  | NO | TXMF | Component Itself
NG.GBU.GBRS1.MA | NG.GBU.GBRS1.MA.10FE-618 | NG.GBU.GBRS1.MA.10FE-618 | 24 | 7 | 00002 | B |  | 10FE-618,MFOLD SYSTEM,GBARAN RIF | 32 | NG01 | GBRG1 |  | PCH |  | B |  | NG01 |  |  |  |  | O.NG.PAE.GBA.FAC |  |  |  |  | NG01 | GBU | GBUINST | NG01 |  | LOIN |  |  |  | 10FE-618,MFOLD SYSTEM,GBARAN RIF | [8 empty] | ABB | [7 empty] | EP_F_GENERAL | EP_F_PCE | 10FE-618,MFOLD SYSTEM,GBARAN RIF | 32 | YES | PM003A |  |  |  |  | NO | PEVT | No
NG.GBU.GBRS1.MA | NG.GBU.GBRS1.MA.10FT-619 | NG.GBU.GBRS1.MA.10FT-619 | 24 | 7 | 00002 | B |  | 10FT-619,MFOLD SYSTEM,GBARAN RIF | 32 | NG01 | GBRG1 |  | PCH |  | B |  | NG01 |  |  |  |  | O.NG.PAE.GBA.FAC |  |  |  |  | NG01 | GBU | GBUINST | NG01 |  | TXMF |  |  |  | 10FT-619,MFOLD SYSTEM,GBARAN RIF | [8 empty] | EMERSON | [7 empty] | EP_F_GENERAL | EP_F_PCE | 10FT-619,MFOLD SYSTEM,GBARAN RIF | 32 | YES | PM003A |  |  |  |  | NO | TXMF | Component Itself
NG.GBU.GBRS1.MA | NG.GBU.GBRS1.MA.10PT-618 | NG.GBU.GBRS1.MA.10PT-618 | 24 | 7 | 00002 | B |  | 10PT-618,MFOLD SYSTEM,GBARAN RIF | 32 | NG01 | GBRG1 |  | PCH |  | B |  | NG01 |  |  |  |  | O.NG.PAE.GBA.FAC |  |  |  |  | NG01 | GBU | GBUINST | NG01 |  | TXPR |  |  |  | 10PT-618,MFOLD SYSTEM,GBARAN RIF | [8 empty] | EMERSON | [7 empty] | EP_F_GENERAL | EP_F_PCE | 10PT-618,MFOLD SYSTEM,GBARAN RIF | 32 | YES | PM003A |  |  |  |  | NO | TXPR | Yes
NG.GBU.GBRS1.MA | NG.GBU.GBRS1.MA.10TT-618 | NG.GBU.GBRS1.MA.10TT-618 | 24 | 7 | 00002 | B |  | 10TT-618,MFOLD SYSTEM,GBARAN RIF | 32 | NG01 | GBRG1 |  | PCH |  | B |  | NG01 |  |  |  |  | O.NG.PAE.GBA.FAC |  |  |  |  | NG01 | GBU | GBUINST | NG01 |  | TXTE |  |  |  | 10TT-618,MFOLD SYSTEM,GBARAN RIF | [8 empty] | EMERSON | [7 empty] | EP_F_GENERAL | EP_F_PCE | 10TT-618,MFOLD SYSTEM,GBARAN RIF | 32 | YES | PM003A |  |  |  |  | NO | TXTE | Component Itself
NG.GBU.GBRS1.MA | NG.GBU.GBRS1.MA.10TE-618 | NG.GBU.GBRS1.MA.10TE-618 | 24 | 7 | 00002 | B |  | 10TE-618,MFOLD SYSTEM,GBARAN RIF | 32 | NG01 | GBRG1 |  | PCH |  | B |  | NG01 |  |  |  |  | O.NG.PAE.GBA.FAC |  |  |  |  | NG01 | GBU | GBUINST | NG01 |  | TXRE |  |  |  | 10TE-618,MFOLD SYSTEM,GBARAN RIF | [8 empty] | EMERSON | [7 empty] | EP_F_GENERAL | EP_F_PCE | 10TE-618,MFOLD SYSTEM,GBARAN RIF | 32 | YES | PM003A |  |  |  |  | NO | TXRE | Component Itself
|  | #N/A |  |  |  | B
NG.GBU.KRMS1.MA | NG.GBU.KRMS1.MA.10FT-107 | NG.GBU.KRMS1.MA.10FT-107 | 24 | 7 | 00002 | B |  | 10FT-107,MFOLD SYSTEM,KOROAMA RIF | 33 | NG01 | GBRG1 |  | PCH |  | B |  | NG01 |  |  |  |  | O.NG.PAE.GBA.FAC |  |  |  |  | NG01 | GBU | GBUINST | NG01 |  | TXMF |  |  |  | 10FT-107,MFOLD SYSTEM,KOROAMA RIF | [8 empty] | EMERSON | [7 empty] | EP_F_GENERAL | EP_F_PCE | 10FT-107,MFOLD SYSTEM,KOROAMA RIF | 33 | YES | PM003A |  |  |  |  | YES | TXMF | Component Itself
NG.GBU.KRMS1.MA | NG.GBU.KRMS1.MA.10FE-107 | NG.GBU.KRMS1.MA.10FE-107 | 24 | 7 | 00002 | B |  | 10FE-107,MFOLD SYSTEM,KOROAMA RIF | 33 | NG01 | GBRG1 |  | PCH |  | B |  | NG01 |  |  |  |  | O.NG.PAE.GBA.FAC |  |  |  |  | NG01 | GBU | GBUINST | NG01 |  | LOIN |  |  |  | 10FE-107,MFOLD SYSTEM,KOROAMA RIF | [8 empty] | ABB | [7 empty] | EP_F_GENERAL | EP_F_PCE | 10FE-107,MFOLD SYSTEM,KOROAMA RIF | 33 | YES | PM003A |  |  |  |  | NO | PEVT | No
NG.GBU.KRMS1.MA | NG.GBU.KRMS1.MA.10FT-108 | NG.GBU.KRMS1.MA.10FT-108 | 24 | 7 | 00002 | B |  | 10FT-108,MFOLD SYSTEM,KOROAMA RIF | 33 | NG01 | GBRG1 |  | PCH |  | B |  | NG01 |  |  |  |  | O.NG.PAE.GBA.FAC |  |  |  |  | NG01 | GBU | GBUINST | NG01 |  | TXMF |  |  |  | 10FT-108,MFOLD SYSTEM,KOROAMA RIF | [8 empty] | EMERSON | [7 empty] | EP_F_GENERAL | EP_F_PCE | 10FT-108,MFOLD SYSTEM,KOROAMA RIF | 33 | YES | PM003A |  |  |  |  | YES | TXMF | Component Itself
NG.GBU.KRMS1.MA | NG.GBU.KRMS1.MA.10PT-107 | NG.GBU.KRMS1.MA.10PT-107 | 24 | 7 | 00002 | B |  | 10PT-107,MFOLD SYSTEM,KOROAMA RIF | 33 | NG01 | GBRG1 |  | PCH |  | B |  | NG01 |  |  |  |  | O.NG.PAE.GBA.FAC |  |  |  |  | NG01 | GBU | GBUINST | NG01 |  | TXPR |  |  |  | 10PT-107,MFOLD SYSTEM,KOROAMA RIF | [8 empty] | EMERSON | [7 empty] | EP_F_GENERAL | EP_F_PCE | 10PT-107,MFOLD SYSTEM,KOROAMA RIF | 33 | YES | PM003A |  |  |  |  | NO | TXPR | Yes
NG.GBU.KRMS1.MA | NG.GBU.KRMS1.MA.10TT-107 | NG.GBU.KRMS1.MA.10TT-107 | 24 | 7 | 00002 | B |  | 10TT-107,MFOLD SYSTEM,KOROAMA RIF | 33 | NG01 | GBRG1 |  | PCH |  | B |  | NG01 |  |  |  |  | O.NG.PAE.GBA.FAC |  |  |  |  | NG01 | GBU | GBUINST | NG01 |  | TXTE |  |  |  | 10TT-107,MFOLD SYSTEM,KOROAMA RIF | [8 empty] | EMERSON | [7 empty] | EP_F_GENERAL | EP_F_PCE | 10TT-107,MFOLD SYSTEM,KOROAMA RIF | 33 | YES | PM003A |  |  |  |  | NO | TXTE | Component Itself
NG.GBU.KRMS1.MA | NG.GBU.KRMS1.MA.10TE-107 | NG.GBU.KRMS1.MA.10TE-107 | 24 | 7 | 00002 | B |  | 10TE-107,MFOLD SYSTEM,KOROAMA RIF | 33 | NG01 | GBRG1 |  | PCH |  | B |  | NG01 |  |  |  |  | O.NG.PAE.GBA.FAC |  |  |  |  | NG01 | GBU | GBUINST | NG01 |  | TXRE |  |  |  | 10TE-107,MFOLD SYSTEM,KOROAMA RIF | [8 empty] | EMERSON | [7 empty] | EP_F_GENERAL | EP_F_PCE | 10TE-107,MFOLD SYSTEM,KOROAMA RIF | 33 | YES | PM003A |  |  |  |  | NO | TXRE | Component Itself
|  | #N/A |  |  |  | B
NG.GBU.KRMS1.MA | NG.GBU.KRMS1.MA.10FT-207 | NG.GBU.KRMS1.MA.10FT-207 | 24 | 7 | 00002 | B |  | 10FT-207,MFOLD SYSTEM,KOROAMA RIF | 33 | NG01 | GBRG1 |  | PCH |  | B |  | NG01 |  |  |  |  | O.NG.PAE.GBA.FAC |  |  |  |  | NG01 | GBU | GBUINST | NG01 |  | TXMF |  |  |  | 10FT-207,MFOLD SYSTEM,KOROAMA RIF | [8 empty] | EMERSON | [7 empty] | EP_F_GENERAL | EP_F_PCE | 10FT-207,MFOLD SYSTEM,KOROAMA RIF | 33 | YES | PM003A |  |  |  |  | YES | TXMF | Component Itself
NG.GBU.KRMS1.MA | NG.GBU.KRMS1.MA.10FE-207 | NG.GBU.KRMS1.MA.10FE-207 | 24 | 7 | 00002 | B |  | 10FE-207,MFOLD SYSTEM,KOROAMA RIF | 33 | NG01 | GBRG1 |  | PCH |  | B |  | NG01 |  |  |  |  | O.NG.PAE.GBA.FAC |  |  |  |  | NG01 | GBU | GBUINST | NG01 |  | LOIN |  |  |  | 10FE-207,MFOLD SYSTEM,KOROAMA RIF | [8 empty] | ABB | [7 empty] | EP_F_GENERAL | EP_F_PCE | 10FE-207,MFOLD SYSTEM,KOROAMA RIF | 33 | YES | PM003A |  |  |  |  | NO | PEVT | No
NG.GBU.KRMS1.MA | NG.GBU.KRMS1.MA.10FT-208 | NG.GBU.KRMS1.MA.10FT-208 | 24 | 7 | 00002 | B |  | 10FT-208,MFOLD SYSTEM,KOROAMA RIF | 33 | NG01 | GBRG1 |  | PCH |  | B |  | NG01 |  |  |  |  | O.NG.PAE.GBA.FAC |  |  |  |  | NG01 | GBU | GBUINST | NG01 |  | TXMF |  |  |  | 10FT-208,MFOLD SYSTEM,KOROAMA RIF | [8 empty] | EMERSON | [7 empty] | EP_F_GENERAL | EP_F_PCE | 10FT-208,MFOLD SYSTEM,KOROAMA RIF | 33 | YES | PM003A |  |  |  |  | YES | TXMF | Component Itself
NG.GBU.KRMS1.MA | NG.GBU.KRMS1.MA.10PT-207 | NG.GBU.KRMS1.MA.10PT-207 | 24 | 7 | 00002 | B |  | 10PT-207,MFOLD SYSTEM,KOROAMA RIF | 33 | NG01 | GBRG1 |  | PCH |  | B |  | NG01 |  |  |  |  | O.NG.PAE.GBA.FAC |  |  |  |  | NG01 | GBU | GBUINST | NG01 |  | TXPR |  |  |  | 10PT-207,MFOLD SYSTEM,KOROAMA RIF | [8 empty] | EMERSON | [7 empty] | EP_F_GENERAL | EP_F_PCE | 10PT-207,MFOLD SYSTEM,KOROAMA RIF | 33 | YES | PM003A |  |  |  |  | NO | TXPR | Yes
NG.GBU.KRMS1.MA | NG.GBU.KRMS1.MA.10TT-207 | NG.GBU.KRMS1.MA.10TT-207 | 24 | 7 | 00002 | B |  | 10TT-207,MFOLD SYSTEM,KOROAMA RIF | 33 | NG01 | GBRG1 |  | PCH |  | B |  | NG01 |  |  |  |  | O.NG.PAE.GBA.FAC |  |  |  |  | NG01 | GBU | GBUINST | NG01 |  | TXTE |  |  |  | 10TT-207,MFOLD SYSTEM,KOROAMA RIF | [8 empty] | EMERSON | [7 empty] | EP_F_GENERAL | EP_F_PCE | 10TT-207,MFOLD SYSTEM,KOROAMA RIF | 33 | YES | PM003A |  |  |  |  | NO | TXTE | Component Itself
NG.GBU.KRMS1.MA | NG.GBU.KRMS1.MA.10TE-207 | NG.GBU.KRMS1.MA.10TE-207 | 24 | 7 | 00002 | B |  | 10TE-207,MFOLD SYSTEM,KOROAMA RIF | 33 | NG01 | GBRG1 |  | PCH |  | B |  | NG01 |  |  |  |  | O.NG.PAE.GBA.FAC |  |  |  |  | NG01 | GBU | GBUINST | NG01 |  | TXRE |  |  |  | 10TE-207,MFOLD SYSTEM,KOROAMA RIF | [8 empty] | EMERSON | [7 empty] | EP_F_GENERAL | EP_F_PCE | 10TE-207,MFOLD SYSTEM,KOROAMA RIF | 33 | YES | PM003A |  |  |  |  | NO | TXRE | Component Itself
|  | #N/A |  |  |  | B | [46 empty] | EP_F_GENERAL | EP_F_PCE
NG.GBU.KRMS1.MA | NG.GBU.KRMS1.MA.10FT-307 | NG.GBU.KRMS1.MA.10FT-307 | 24 | 7 | 00002 | B |  | 10FT-307,MFOLD SYSTEM,KOROAMA RIF | 33 | NG01 | GBRG1 |  | PCH |  | B |  | NG01 |  |  |  |  | O.NG.PAE.GBA.FAC |  |  |  |  | NG01 | GBU | GBUINST | NG01 |  | TXMF |  |  |  | 10FT-307,MFOLD SYSTEM,KOROAMA RIF | [8 empty] | EMERSON | [7 empty] | EP_F_GENERAL | EP_F_PCE | 10FT-307,MFOLD SYSTEM,KOROAMA RIF | 33 | YES | PM003A |  |  |  |  | YES | TXMF | Component Itself
NG.GBU.KRMS1.MA | NG.GBU.KRMS1.MA.10FE-307 | NG.GBU.KRMS1.MA.10FE-307 | 24 | 7 | 00002 | B |  | 10FE-307,MFOLD SYSTEM,KOROAMA RIF | 33 | NG01 | GBRG1 |  | PCH |  | B |  | NG01 |  |  |  |  | O.NG.PAE.GBA.FAC |  |  |  |  | NG01 | GBU | GBUINST | NG01 |  | LOIN |  |  |  | 10FE-307,MFOLD SYSTEM,KOROAMA RIF | [8 empty] | ABB | [7 empty] | EP_F_GENERAL | EP_F_PCE | 10FE-307,MFOLD SYSTEM,KOROAMA RIF | 33 | YES | PM003A |  |  |  |  | NO | PEVT | No
NG.GBU.KRMS1.MA | NG.GBU.KRMS1.MA.10FT-308 | NG.GBU.KRMS1.MA.10FT-308 | 24 | 7 | 00002 | B |  | 10FT-308,MFOLD SYSTEM,KOROAMA RIF | 33 | NG01 | GBRG1 |  | PCH |  | B |  | NG01 |  |  |  |  | O.NG.PAE.GBA.FAC |  |  |  |  | NG01 | GBU | GBUINST | NG01 |  | TXMF |  |  |  | 10FT-308,MFOLD SYSTEM,KOROAMA RIF | [8 empty] | EMERSON | [7 empty] | EP_F_GENERAL | EP_F_PCE | 10FT-308,MFOLD SYSTEM,KOROAMA RIF | 33 | YES | PM003A |  |  |  |  | YES | TXMF | Component Itself
NG.GBU.KRMS1.MA | NG.GBU.KRMS1.MA.10PT-307 | NG.GBU.KRMS1.MA.10PT-307 | 24 | 7 | 00002 | B |  | 10PT-307,MFOLD SYSTEM,KOROAMA RIF | 33 | NG01 | GBRG1 |  | PCH |  | B |  | NG01 |  |  |  |  | O.NG.PAE.GBA.FAC |  |  |  |  | NG01 | GBU | GBUINST | NG01 |  | TXPR |  |  |  | 10PT-307,MFOLD SYSTEM,KOROAMA RIF | [8 empty] | EMERSON | [7 empty] | EP_F_GENERAL | EP_F_PCE | 10PT-307,MFOLD SYSTEM,KOROAMA RIF | 33 | YES | PM003A |  |  |  |  | NO | TXPR | Yes
NG.GBU.KRMS1.MA | NG.GBU.KRMS1.MA.10TT-307 | NG.GBU.KRMS1.MA.10TT-307 | 24 | 7 | 00002 | B |  | 10TT-307,MFOLD SYSTEM,KOROAMA RIF | 33 | NG01 | GBRG1 |  | PCH |  | B |  | NG01 |  |  |  |  | O.NG.PAE.GBA.FAC |  |  |  |  | NG01 | GBU | GBUINST | NG01 |  | TXTE |  |  |  | 10TT-307,MFOLD SYSTEM,KOROAMA RIF | [8 empty] | EMERSON | [7 empty] | EP_F_GENERAL | EP_F_PCE | 10TT-307,MFOLD SYSTEM,KOROAMA RIF | 33 | YES | PM003A |  |  |  |  | NO | TXTE | Component Itself
NG.GBU.KRMS1.MA | NG.GBU.KRMS1.MA.10TE-307 | NG.GBU.KRMS1.MA.10TE-307 | 24 | 7 | 00002 | B |  | 10TE-307,MFOLD SYSTEM,KOROAMA RIF | 33 | NG01 | GBRG1 |  | PCH |  | B |  | NG01 |  |  |  |  | O.NG.PAE.GBA.FAC |  |  |  |  | NG01 | GBU | GBUINST | NG01 |  | TXRE |  |  |  | 10TE-307,MFOLD SYSTEM,KOROAMA RIF | [8 empty] | EMERSON | [7 empty] | EP_F_GENERAL | EP_F_PCE | 10TE-307,MFOLD SYSTEM,KOROAMA RIF | 33 | YES | PM003A |  |  |  |  | NO | TXRE | Component Itself
NG.GBU.KRMS1.MA | NG.GBU.KRMS1.MA.10FT-407 | #N/A | 24 | 7 | 00002 | B |  | 10FT-407,MFOLD SYSTEM,KOROAMA RIF | 33 | NG01 | GBRG1 |  | PCH |  | B |  | NG01 |  |  |  |  | O.NG.PAE.GBA.FAC |  |  |  |  | NG01 | GBU | GBUINST | NG01 |  | TXMF |  |  |  | 10FT-407,MFOLD SYSTEM,KOROAMA RIF | [8 empty] | EMERSON | [7 empty] | EP_F_GENERAL | EP_F_PCE | 10FT-407,MFOLD SYSTEM,KOROAMA RIF | 33 | YES | PM003A |  |  |  |  | Not in SAP | Not in SAP
NG.GBU.KRMS1.MA | NG.GBU.KRMS1.MA.10FE-407 | #N/A | 24 | 7 | 00002 | B |  | 10FE-407,MFOLD SYSTEM,KOROAMA RIF | 33 | NG01 | GBRG1 |  | PCH |  | B |  | NG01 |  |  |  |  | O.NG.PAE.GBA.FAC |  |  |  |  | NG01 | GBU | GBUINST | NG01 |  | LOIN |  |  |  | 10FE-407,MFOLD SYSTEM,KOROAMA RIF | [8 empty] | ABB | [7 empty] | EP_F_GENERAL | EP_F_PCE | 10FE-407,MFOLD SYSTEM,KOROAMA RIF | 33 | YES | PM003A |  |  |  |  | Not in SAP | Not in SAP
NG.GBU.KRMS1.MA | NG.GBU.KRMS1.MA.10FT-408 | #N/A | 24 | 7 | 00002 | B |  | 10FT-408,MFOLD SYSTEM,KOROAMA RIF | 33 | NG01 | GBRG1 |  | PCH |  | B |  | NG01 |  |  |  |  | O.NG.PAE.GBA.FAC |  |  |  |  | NG01 | GBU | GBUINST | NG01 |  | TXMF |  |  |  | 10FT-408,MFOLD SYSTEM,KOROAMA RIF | [8 empty] | EMERSON | [7 empty] | EP_F_GENERAL | EP_F_PCE | 10FT-408,MFOLD SYSTEM,KOROAMA RIF | 33 | YES | PM003A |  |  |  |  | Not in SAP | Not in SAP
NG.GBU.KRMS1.MA | NG.GBU.KRMS1.MA.10PT-407 | #N/A | 24 | 7 | 00002 | B |  | 10PT-407,MFOLD SYSTEM,KOROAMA RIF | 33 | NG01 | GBRG1 |  | PCH |  | B |  | NG01 |  |  |  |  | O.NG.PAE.GBA.FAC |  |  |  |  | NG01 | GBU | GBUINST | NG01 |  | TXPR |  |  |  | 10PT-407,MFOLD SYSTEM,KOROAMA RIF | [8 empty] | EMERSON | [7 empty] | EP_F_GENERAL | EP_F_PCE | 10PT-407,MFOLD SYSTEM,KOROAMA RIF | 33 | YES | PM003A |  |  |  |  | Not in SAP | Not in SAP
NG.GBU.KRMS1.MA | NG.GBU.KRMS1.MA.10TT-407 | #N/A | 24 | 7 | 00002 | B |  | 10TT-407,MFOLD SYSTEM,KOROAMA RIF | 33 | NG01 | GBRG1 |  | PCH |  | B |  | NG01 |  |  |  |  | O.NG.PAE.GBA.FAC |  |  |  |  | NG01 | GBU | GBUINST | NG01 |  | TXTE |  |  |  | 10TT-407,MFOLD SYSTEM,KOROAMA RIF | [8 empty] | EMERSON | [7 empty] | EP_F_GENERAL | EP_F_PCE | 10TT-407,MFOLD SYSTEM,KOROAMA RIF | 33 | YES | PM003A |  |  |  |  | Not in SAP | Not in SAP
NG.GBU.KRMS1.MA | NG.GBU.KRMS1.MA.10TE-407 | #N/A | 24 | 7 | 00002 | B |  | 10TE-407,MFOLD SYSTEM,KOROAMA RIF | 33 | NG01 | GBRG1 |  | PCH |  | B |  | NG01 |  |  |  |  | O.NG.PAE.GBA.FAC |  |  |  |  | NG01 | GBU | GBUINST | NG01 |  | TXRE |  |  |  | 10TE-407,MFOLD SYSTEM,KOROAMA RIF | [8 empty] | EMERSON | [7 empty] | EP_F_GENERAL | EP_F_PCE | 10TE-407,MFOLD SYSTEM,KOROAMA RIF | 33 | YES | PM003A |  |  |  |  | Not in SAP | Not in SAP
|  | #N/A | [50 empty] | EP_F_GENERAL | EP_F_PCE
NG.GBU.KRMS1.MA | NG.GBU.KRMS1.MA.10FT-507 | #N/A | 24 | 7 | 00002 | B |  | 10FT-507,MFOLD SYSTEM,KOROAMA RIF | 33 | NG01 | GBRG1 |  | PCH |  | B |  | NG01 |  |  |  |  | O.NG.PAE.GBA.FAC |  |  |  |  | NG01 | GBU | GBUINST | NG01 |  | TXMF |  |  |  | 10FT-507,MFOLD SYSTEM,KOROAMA RIF | [8 empty] | EMERSON | [7 empty] | EP_F_GENERAL | EP_F_PCE | 10FT-507,MFOLD SYSTEM,KOROAMA RIF | 33 | YES | PM003A |  |  |  |  | Not in SAP | Not in SAP
NG.GBU.KRMS1.MA | NG.GBU.KRMS1.MA.10FE-507 | #N/A | 24 | 7 | 00002 | B |  | 10FE-507,MFOLD SYSTEM,KOROAMA RIF | 33 | NG01 | GBRG1 |  | PCH |  | B |  | NG01 |  |  |  |  | O.NG.PAE.GBA.FAC |  |  |  |  | NG01 | GBU | GBUINST | NG01 |  | LOIN |  |  |  | 10FE-507,MFOLD SYSTEM,KOROAMA RIF | [8 empty] | ABB | [7 empty] | EP_F_GENERAL | EP_F_PCE | 10FE-507,MFOLD SYSTEM,KOROAMA RIF | 33 | YES | PM003A |  |  |  |  | Not in SAP | Not in SAP
NG.GBU.KRMS1.MA | NG.GBU.KRMS1.MA.10FT-508 | #N/A | 24 | 7 | 00002 | B |  | 10FT-508,MFOLD SYSTEM,KOROAMA RIF | 33 | NG01 | GBRG1 |  | PCH |  | B |  | NG01 |  |  |  |  | O.NG.PAE.GBA.FAC |  |  |  |  | NG01 | GBU | GBUINST | NG01 |  | TXMF |  |  |  | 10FT-508,MFOLD SYSTEM,KOROAMA RIF | [8 empty] | EMERSON | [7 empty] | EP_F_GENERAL | EP_F_PCE | 10FT-508,MFOLD SYSTEM,KOROAMA RIF | 33 | YES | PM003A |  |  |  |  | Not in SAP | Not in SAP
NG.GBU.KRMS1.MA | NG.GBU.KRMS1.MA.10PT-507 | #N/A | 24 | 7 | 00002 | B |  | 10PT-507,MFOLD SYSTEM,KOROAMA RIF | 33 | NG01 | GBRG1 |  | PCH |  | B |  | NG01 |  |  |  |  | O.NG.PAE.GBA.FAC |  |  |  |  | NG01 | GBU | GBUINST | NG01 |  | TXPR |  |  |  | 10PT-507,MFOLD SYSTEM,KOROAMA RIF | [8 empty] | EMERSON | [7 empty] | EP_F_GENERAL | EP_F_PCE | 10PT-507,MFOLD SYSTEM,KOROAMA RIF | 33 | YES | PM003A |  |  |  |  | Not in SAP | Not in SAP
NG.GBU.KRMS1.MA | NG.GBU.KRMS1.MA.10TT-507 | #N/A | 24 | 7 | 00002 | B |  | 10TT-507,MFOLD SYSTEM,KOROAMA RIF | 33 | NG01 | GBRG1 |  | PCH |  | B |  | NG01 |  |  |  |  | O.NG.PAE.GBA.FAC |  |  |  |  | NG01 | GBU | GBUINST | NG01 |  | TXTE |  |  |  | 10TT-507,MFOLD SYSTEM,KOROAMA RIF | [8 empty] | EMERSON | [7 empty] | EP_F_GENERAL | EP_F_PCE | 10TT-507,MFOLD SYSTEM,KOROAMA RIF | 33 | YES | PM003A |  |  |  |  | Not in SAP | Not in SAP
NG.GBU.KRMS1.MA | NG.GBU.KRMS1.MA.10TE-507 | #N/A | 24 | 7 | 00002 | B |  | 10TE-507,MFOLD SYSTEM,KOROAMA RIF | 33 | NG01 | GBRG1 |  | PCH |  | B |  | NG01 |  |  |  |  | O.NG.PAE.GBA.FAC |  |  |  |  | NG01 | GBU | GBUINST | NG01 |  | TXRE |  |  |  | 10TE-507,MFOLD SYSTEM,KOROAMA RIF | [8 empty] | EMERSON | [7 empty] | EP_F_GENERAL | EP_F_PCE | 10TE-507,MFOLD SYSTEM,KOROAMA RIF | 33 | YES | PM003A |  |  |  |  | Not in SAP | Not in SAP
#N/A
NG.GBU.KRMS1.MA | NG.GBU.KRMS1.MA.10FT-607A | #N/A | 25 | 7 | 00002 | B |  | 10FT-607A,MFOLD SYSTEM,KOROAMA RIF | 34 | NG01 | GBRG1 |  | PCH |  | B |  | NG01 |  |  |  |  | O.NG.PAE.GBA.FAC |  |  |  |  | NG01 | GBU | GBUINST | NG01 |  | TXMF |  |  |  | 10FT-607A,MFOLD SYSTEM,KOROAMA RIF | [8 empty] | EMERSON | [7 empty] | EP_F_GENERAL | EP_F_PCE | 10FT-607A,MFOLD SYSTEM,KOROAMA RIF | 34 | YES | PM003A |  |  |  |  | Not in SAP | Not in SAP
NG.GBU.KRMS1.MA | NG.GBU.KRMS1.MA.10FE-607A | #N/A | 25 | 7 | 00002 | B |  | 10FE-607A,MFOLD SYSTEM,KOROAMA RIF | 34 | NG01 | GBRG1 |  | PCH |  | B |  | NG01 |  |  |  |  | O.NG.PAE.GBA.FAC |  |  |  |  | NG01 | GBU | GBUINST | NG01 |  | LOIN |  |  |  | 10FE-607A,MFOLD SYSTEM,KOROAMA RIF | [8 empty] | ABB | [7 empty] | EP_F_GENERAL | EP_F_PCE | 10FE-607A,MFOLD SYSTEM,KOROAMA RIF | 34 | YES | PM003A |  |  |  |  | Not in SAP | Not in SAP
NG.GBU.KRMS1.MA | NG.GBU.KRMS1.MA.10FT-608B | #N/A | 25 | 7 | 00002 | B |  | 10FT-608B,MFOLD SYSTEM,KOROAMA RIF | 34 | NG01 | GBRG1 |  | PCH |  | B |  | NG01 |  |  |  |  | O.NG.PAE.GBA.FAC |  |  |  |  | NG01 | GBU | GBUINST | NG01 |  | TXMF |  |  |  | 10FT-608B,MFOLD SYSTEM,KOROAMA RIF | [8 empty] | EMERSON | [7 empty] | EP_F_GENERAL | EP_F_PCE | 10FT-608B,MFOLD SYSTEM,KOROAMA RIF | 34 | YES | PM003A |  |  |  |  | Not in SAP | Not in SAP
NG.GBU.KRMS1.MA | NG.GBU.KRMS1.MA.10PT-607 | #N/A | 24 | 7 | 00002 | B |  | 10PT-607,MFOLD SYSTEM,KOROAMA RIF | 33 | NG01 | GBRG1 |  | PCH |  | B |  | NG01 |  |  |  |  | O.NG.PAE.GBA.FAC |  |  |  |  | NG01 | GBU | GBUINST | NG01 |  | TXPR |  |  |  | 10PT-607,MFOLD SYSTEM,KOROAMA RIF | [8 empty] | EMERSON | [7 empty] | EP_F_GENERAL | EP_F_PCE | 10PT-607,MFOLD SYSTEM,KOROAMA RIF | 33 | YES | PM003A |  |  |  |  | Not in SAP | Not in SAP
NG.GBU.KRMS1.MA | NG.GBU.KRMS1.MA.10TT-607 | #N/A | 24 | 7 | 00002 | B |  | 10TT-607,MFOLD SYSTEM,KOROAMA RIF | 33 | NG01 | GBRG1 |  | PCH |  | B |  | NG01 |  |  |  |  | O.NG.PAE.GBA.FAC |  |  |  |  | NG01 | GBU | GBUINST | NG01 |  | TXTE |  |  |  | 10TT-607,MFOLD SYSTEM,KOROAMA RIF | [8 empty] | EMERSON | [7 empty] | EP_F_GENERAL | EP_F_PCE | 10TT-607,MFOLD SYSTEM,KOROAMA RIF | 33 | YES | PM003A |  |  |  |  | Not in SAP | Not in SAP
NG.GBU.KRMS1.MA | NG.GBU.KRMS1.MA.10TE-607 | #N/A | 24 | 7 | 00002 | B |  | 10TE-607,MFOLD SYSTEM,KOROAMA RIF | 33 | NG01 | GBRG1 |  | PCH |  | B |  | NG01 |  |  |  |  | O.NG.PAE.GBA.FAC |  |  |  |  | NG01 | GBU | GBUINST | NG01 |  | TXRE |  |  |  | 10TE-607,MFOLD SYSTEM,KOROAMA RIF | [8 empty] | EMERSON | [7 empty] | EP_F_GENERAL | EP_F_PCE | 10TE-607,MFOLD SYSTEM,KOROAMA RIF | 33 | YES | PM003A |  |  |  |  | Not in SAP | Not in SAP
#N/A
NG.GBU.KRMS1.MA | NG.GBU.KRMS1.MA.10FT-707A | #N/A | 25 | 7 | 00002 | B |  | 10FT-707A,MFOLD SYSTEM,KOROAMA RIF | 34 | NG01 | GBRG1 |  | PCH |  | B |  | NG01 |  |  |  |  | O.NG.PAE.GBA.FAC |  |  |  |  | NG01 | GBU | GBUINST | NG01 |  | TXMF |  |  |  | 10FT-707A,MFOLD SYSTEM,KOROAMA RIF | [8 empty] | EMERSON | [7 empty] | EP_F_GENERAL | EP_F_PCE | 10FT-707A,MFOLD SYSTEM,KOROAMA RIF | 34 | YES | PM003A |  |  |  |  | Not in SAP | Not in SAP
NG.GBU.KRMS1.MA | NG.GBU.KRMS1.MA.10FE-707A | #N/A | 25 | 7 | 00002 | B |  | 10FE-707A,MFOLD SYSTEM,KOROAMA RIF | 34 | NG01 | GBRG1 |  | PCH |  | B |  | NG01 |  |  |  |  | O.NG.PAE.GBA.FAC |  |  |  |  | NG01 | GBU | GBUINST | NG01 |  | LOIN |  |  |  | 10FE-707A,MFOLD SYSTEM,KOROAMA RIF | [8 empty] | ABB | [7 empty] | EP_F_GENERAL | EP_F_PCE | 10FE-707A,MFOLD SYSTEM,KOROAMA RIF | 34 | YES | PM003A |  |  |  |  | Not in SAP | Not in SAP
NG.GBU.KRMS1.MA | NG.GBU.KRMS1.MA.10FT-708B | #N/A | 25 | 7 | 00002 | B |  | 10FT-708B,MFOLD SYSTEM,KOROAMA RIF | 34 | NG01 | GBRG1 |  | PCH |  | B |  | NG01 |  |  |  |  | O.NG.PAE.GBA.FAC |  |  |  |  | NG01 | GBU | GBUINST | NG01 |  | TXMF |  |  |  | 10FT-708B,MFOLD SYSTEM,KOROAMA RIF | [8 empty] | EMERSON | [7 empty] | EP_F_GENERAL | EP_F_PCE | 10FT-708B,MFOLD SYSTEM,KOROAMA RIF | 34 | YES | PM003A |  |  |  |  | Not in SAP | Not in SAP
NG.GBU.KRMS1.MA | NG.GBU.KRMS1.MA.10PT-707 | #N/A | 24 | 7 | 00002 | B |  | 10PT-707,MFOLD SYSTEM,KOROAMA RIF | 33 | NG01 | GBRG1 |  | PCH |  | B |  | NG01 |  |  |  |  | O.NG.PAE.GBA.FAC |  |  |  |  | NG01 | GBU | GBUINST | NG01 |  | TXPR |  |  |  | 10PT-707,MFOLD SYSTEM,KOROAMA RIF | [8 empty] | EMERSON | [7 empty] | EP_F_GENERAL | EP_F_PCE | 10PT-707,MFOLD SYSTEM,KOROAMA RIF | 33 | YES | PM003A |  |  |  |  | Not in SAP | Not in SAP
NG.GBU.KRMS1.MA | NG.GBU.KRMS1.MA.10TT-707 | #N/A | 24 | 7 | 00002 | B |  | 10TT-707,MFOLD SYSTEM,KOROAMA RIF | 33 | NG01 | GBRG1 |  | PCH |  | B |  | NG01 |  |  |  |  | O.NG.PAE.GBA.FAC |  |  |  |  | NG01 | GBU | GBUINST | NG01 |  | TXTE |  |  |  | 10TT-707,MFOLD SYSTEM,KOROAMA RIF | [8 empty] | EMERSON | [7 empty] | EP_F_GENERAL | EP_F_PCE | 10TT-707,MFOLD SYSTEM,KOROAMA RIF | 33 | YES | PM003A |  |  |  |  | Not in SAP | Not in SAP
NG.GBU.KRMS1.MA | NG.GBU.KRMS1.MA.10TE-707 | #N/A | 24 | 7 | 00002 | B |  | 10TE-707,MFOLD SYSTEM,KOROAMA RIF | 33 | NG01 | GBRG1 |  | PCH |  | B |  | NG01 |  |  |  |  | O.NG.PAE.GBA.FAC |  |  |  |  | NG01 | GBU | GBUINST | NG01 |  | TXRE |  |  |  | 10TE-707,MFOLD SYSTEM,KOROAMA RIF | [8 empty] | EMERSON | [7 empty] | EP_F_GENERAL | EP_F_PCE | 10TE-707,MFOLD SYSTEM,KOROAMA RIF | 33 | YES | PM003A |  |  |  |  | Not in SAP | Not in SAP
|  | #N/A | [50 empty] | EP_F_GENERAL | EP_F_PCE
NG.GBU.KRMS1.MA | NG.GBU.KRMS1.MA.10FT-807A | #N/A | 25 | 7 | 00002 | B |  | 10FT-807A,MFOLD SYSTEM,KOROAMA RIF | 34 | NG01 | GBRG1 |  | PCH |  | B |  | NG01 |  |  |  |  | O.NG.PAE.GBA.FAC |  |  |  |  | NG01 | GBU | GBUINST | NG01 |  | TXMF |  |  |  | 10FT-807A,MFOLD SYSTEM,KOROAMA RIF | [8 empty] | EMERSON | [7 empty] | EP_F_GENERAL | EP_F_PCE | 10FT-807A,MFOLD SYSTEM,KOROAMA RIF | 34 | YES | PM003A |  |  |  |  | Not in SAP | Not in SAP
NG.GBU.KRMS1.MA | NG.GBU.KRMS1.MA.10FE-807A | #N/A | 25 | 7 | 00002 | B |  | 10FE-807A,MFOLD SYSTEM,KOROAMA RIF | 34 | NG01 | GBRG1 |  | PCH |  | B |  | NG01 |  |  |  |  | O.NG.PAE.GBA.FAC |  |  |  |  | NG01 | GBU | GBUINST | NG01 |  | LOIN |  |  |  | 10FE-807A,MFOLD SYSTEM,KOROAMA RIF | [8 empty] | ABB | [7 empty] | EP_F_GENERAL | EP_F_PCE | 10FE-807A,MFOLD SYSTEM,KOROAMA RIF | 34 | YES | PM003A |  |  |  |  | Not in SAP | Not in SAP
NG.GBU.KRMS1.MA | NG.GBU.KRMS1.MA.10FT-808B | #N/A | 25 | 7 | 00002 | B |  | 10FT-808B,MFOLD SYSTEM,KOROAMA RIF | 34 | NG01 | GBRG1 |  | PCH |  | B |  | NG01 |  |  |  |  | O.NG.PAE.GBA.FAC |  |  |  |  | NG01 | GBU | GBUINST | NG01 |  | TXMF |  |  |  | 10FT-808B,MFOLD SYSTEM,KOROAMA RIF | [8 empty] | EMERSON | [7 empty] | EP_F_GENERAL | EP_F_PCE | 10FT-808B,MFOLD SYSTEM,KOROAMA RIF | 34 | YES | PM003A |  |  |  |  | Not in SAP | Not in SAP
NG.GBU.KRMS1.MA | NG.GBU.KRMS1.MA.10PT-807 | #N/A | 24 | 7 | 00002 | B |  | 10PT-807,MFOLD SYSTEM,KOROAMA RIF | 33 | NG01 | GBRG1 |  | PCH |  | B |  | NG01 |  |  |  |  | O.NG.PAE.GBA.FAC |  |  |  |  | NG01 | GBU | GBUINST | NG01 |  | TXPR |  |  |  | 10PT-807,MFOLD SYSTEM,KOROAMA RIF | [8 empty] | EMERSON | [7 empty] | EP_F_GENERAL | EP_F_PCE | 10PT-807,MFOLD SYSTEM,KOROAMA RIF | 33 | YES | PM003A |  |  |  |  | Not in SAP | Not in SAP
NG.GBU.KRMS1.MA | NG.GBU.KRMS1.MA.10TT-807 | #N/A | 24 | 7 | 00002 | B |  | 10TT-807,MFOLD SYSTEM,KOROAMA RIF | 33 | NG01 | GBRG1 |  | PCH |  | B |  | NG01 |  |  |  |  | O.NG.PAE.GBA.FAC |  |  |  |  | NG01 | GBU | GBUINST | NG01 |  | TXTE |  |  |  | 10TT-807,MFOLD SYSTEM,KOROAMA RIF | [8 empty] | EMERSON | [7 empty] | EP_F_GENERAL | EP_F_PCE | 10TT-807,MFOLD SYSTEM,KOROAMA RIF | 33 | YES | PM003A |  |  |  |  | Not in SAP | Not in SAP
NG.GBU.KRMS1.MA | NG.GBU.KRMS1.MA.10TE-807 | #N/A | 24 | 7 | 00002 | B |  | 10TE-807,MFOLD SYSTEM,KOROAMA RIF | 33 | NG01 | GBRG1 |  | PCH |  | B |  | NG01 |  |  |  |  | O.NG.PAE.GBA.FAC |  |  |  |  | NG01 | GBU | GBUINST | NG01 |  | TXRE |  |  |  | 10TE-807,MFOLD SYSTEM,KOROAMA RIF | [8 empty] | EMERSON | [7 empty] | EP_F_GENERAL | EP_F_PCE | 10TE-807,MFOLD SYSTEM,KOROAMA RIF | 33 | YES | PM003A |  |  |  |  | Not in SAP | Not in SAP
#N/A
NG.GBU.GBRS2.MA | NG.GBU.GBRS2.MA.10FT-106A | #N/A | 24 | 7 | 00002 | B |  | 10FT-106A,MFOLD SYSTEM,GBARAN RIF 2 | 35 | NG01 | GBRG1 |  | PCH |  | B |  | NG01 |  |  |  |  | O.NG.PAE.GBA.FAC |  |  |  |  | NG01 | GBU | GBUINST | NG01 |  | TXMF |  |  |  | 10FT-106A,MFOLD SYSTEM,GBARAN RIF 2 | [8 empty] | EMERSON | [7 empty] | EP_F_GENERAL | EP_F_PCE | 10FT-106A,MFOLD SYSTEM,GBARAN RIF 2 | 35 | YES | PM003A |  |  |  |  | Not in SAP | Not in SAP
NG.GBU.GBRS2.MA | NG.GBU.GBRS2.MA.10FE-106A | #N/A | 24 | 7 | 00002 | B |  | 10FE-106A,MFOLD SYSTEM,GBARAN RIF 2 | 35 | NG01 | GBRG1 |  | PCH |  | B |  | NG01 |  |  |  |  | O.NG.PAE.GBA.FAC |  |  |  |  | NG01 | GBU | GBUINST | NG01 |  | LOIN |  |  |  | 10FE-106A,MFOLD SYSTEM,GBARAN RIF 2 | [8 empty] | ABB |  | 300S1KFD01IAM5 |  |  |  | 9745013 |  | EP_F_GENERAL | EP_F_PCE | 10FE-106A,MFOLD SYSTEM,GBARAN RIF 2 | 35 | YES | PM003A |  |  |  |  | Not in SAP | Not in SAP
NG.GBU.GBRS2.MA | NG.GBU.GBRS2.MA.10FT-106B | #N/A | 24 | 7 | 00002 | B |  | 10FT-106B,MFOLD SYSTEM,GBARAN RIF 2 | 35 | NG01 | GBRG1 |  | PCH |  | B |  | NG01 |  |  |  |  | O.NG.PAE.GBA.FAC |  |  |  |  | NG01 | GBU | GBUINST | NG01 |  | TXMF |  |  |  | 10FT-106B,MFOLD SYSTEM,GBARAN RIF 2 | [8 empty] | EMERSON | [7 empty] | EP_F_GENERAL | EP_F_PCE | 10FT-106B,MFOLD SYSTEM,GBARAN RIF 2 | 35 | YES | PM003A |  |  |  |  | Not in SAP | Not in SAP
NG.GBU.GBRS2.MA | NG.GBU.GBRS2.MA.10PT-106 | #N/A | 24 | 7 | 00002 | B |  | 10PT-106,MFOLD SYSTEM,GBARAN RIF 2 | 34 | NG01 | GBRG1 |  | PCH |  | B |  | NG01 |  |  |  |  | O.NG.PAE.GBA.FAC |  |  |  |  | NG01 | GBU | GBUINST | NG01 |  | TXPR |  |  |  | 10PT-106,MFOLD SYSTEM,GBARAN RIF 2 | [8 empty] | EMERSON |  | 300S1KFD01IAM5 |  |  |  | 9745023 |  | EP_F_GENERAL | EP_F_PCE | 10PT-106,MFOLD SYSTEM,GBARAN RIF 2 | 34 | YES | PM003A |  |  |  |  | Not in SAP | Not in SAP
NG.GBU.GBRS2.MA | NG.GBU.GBRS2.MA.10TT-106 | #N/A | 24 | 7 | 00002 | B |  | 10TT-106,MFOLD SYSTEM,GBARAN RIF 2 | 34 | NG01 | GBRG1 |  | PCH |  | B |  | NG01 |  |  |  |  | O.NG.PAE.GBA.FAC |  |  |  |  | NG01 | GBU | GBUINST | NG01 |  | TXTE |  |  |  | 10TT-106,MFOLD SYSTEM,GBARAN RIF 2 | [8 empty] | EMERSON |  | 3051SITG |  |  |  | 9745033 |  | EP_F_GENERAL | EP_F_PCE | 10TT-106,MFOLD SYSTEM,GBARAN RIF 2 | 34 | YES | PM003A |  |  |  |  | Not in SAP | Not in SAP
NG.GBU.GBRS2.MA | NG.GBU.GBRS2.MA.10TE-106 | #N/A | 24 | 7 | 00002 | B |  | 10TE-106,MFOLD SYSTEM,GBARAN RIF 2 | 34 | NG01 | GBRG1 |  | PCH |  | B |  | NG01 |  |  |  |  | O.NG.PAE.GBA.FAC |  |  |  |  | NG01 | GBU | GBUINST | NG01 |  | TXRE |  |  |  | 10TE-106,MFOLD SYSTEM,GBARAN RIF 2 | [8 empty] | EMERSON |  | 3144PD6F1 |  |  |  | 2650781 |  | EP_F_GENERAL | EP_F_PCE | 10TE-106,MFOLD SYSTEM,GBARAN RIF 2 | 34 | YES | PM003A |  |  |  |  | Not in SAP | Not in SAP
#N/A
NG.GBU.GBRS2.MA | NG.GBU.GBRS2.MA.10FT-718 | #N/A | 24 | 7 | 00002 | B |  | 10FT-718,MFOLD SYSTEM,GBARAN RIF 2 | 34 | NG01 | GBRG1 |  | PCH |  | B |  | NG01 |  |  |  |  | O.NG.PAE.GBA.FAC |  |  |  |  | NG01 | GBU | GBUINST | NG01 |  | TXMF |  |  |  | 10FT-718,MFOLD SYSTEM,GBARAN RIF 2 | [8 empty] | EMERSON | [7 empty] | EP_F_GENERAL | EP_F_PCE | 10FT-718,MFOLD SYSTEM,GBARAN RIF 2 | 34 | YES | PM003A |  |  |  |  | Not in SAP | Not in SAP
NG.GBU.GBRS2.MA | NG.GBU.GBRS2.MA.10FE-718 | #N/A | 24 | 7 | 00002 | B |  | 10FE-718,MFOLD SYSTEM,GBARAN RIF 2 | 34 | NG01 | GBRG1 |  | PCH |  | B |  | NG01 |  |  |  |  | O.NG.PAE.GBA.FAC |  |  |  |  | NG01 | GBU | GBUINST | NG01 |  | LOIN |  |  |  | 10FE-718,MFOLD SYSTEM,GBARAN RIF 2 | [8 empty] | ABB |  | 300S1KF1AM5 |  |  |  | 9635571 |  | EP_F_GENERAL | EP_F_PCE | 10FE-718,MFOLD SYSTEM,GBARAN RIF 2 | 34 | YES | PM003A |  |  |  |  | Not in SAP | Not in SAP
NG.GBU.GBRS2.MA | NG.GBU.GBRS2.MA.10FT-719 | #N/A | 24 | 7 | 00002 | B |  | 10FT-719,MFOLD SYSTEM,GBARAN RIF 2 | 34 | NG01 | GBRG1 |  | PCH |  | B |  | NG01 |  |  |  |  | O.NG.PAE.GBA.FAC |  |  |  |  | NG01 | GBU | GBUINST | NG01 |  | TXMF |  |  |  | 10FT-719,MFOLD SYSTEM,GBARAN RIF 2 | [8 empty] | EMERSON | [7 empty] | EP_F_GENERAL | EP_F_PCE | 10FT-719,MFOLD SYSTEM,GBARAN RIF 2 | 34 | YES | PM003A |  |  |  |  | Not in SAP | Not in SAP
NG.GBU.GBRS2.MA | NG.GBU.GBRS2.MA.10PT-718 | #N/A | 24 | 7 | 00002 | B |  | 10PT-718,MFOLD SYSTEM,GBARAN RIF 2 | 34 | NG01 | GBRG1 |  | PCH |  | B |  | NG01 |  |  |  |  | O.NG.PAE.GBA.FAC |  |  |  |  | NG01 | GBU | GBUINST | NG01 |  | TXPR |  |  |  | 10PT-718,MFOLD SYSTEM,GBARAN RIF 2 | [8 empty] | EMERSON |  | 300S1KF1AM5 |  |  |  | 9635528 |  | EP_F_GENERAL | EP_F_PCE | 10PT-718,MFOLD SYSTEM,GBARAN RIF 2 | 34 | YES | PM003A |  |  |  |  | Not in SAP | Not in SAP
NG.GBU.GBRS2.MA | NG.GBU.GBRS2.MA.10TT-718 | #N/A | 24 | 7 | 00002 | B |  | 10TT-718,MFOLD SYSTEM,GBARAN RIF 2 | 34 | NG01 | GBRG1 |  | PCH |  | B |  | NG01 |  |  |  |  | O.NG.PAE.GBA.FAC |  |  |  |  | NG01 | GBU | GBUINST | NG01 |  | TXTE |  |  |  | 10TT-718,MFOLD SYSTEM,GBARAN RIF 2 | [8 empty] | EMERSON |  | 3051 |  |  |  | 9635529 |  | EP_F_GENERAL | EP_F_PCE | 10TT-718,MFOLD SYSTEM,GBARAN RIF 2 | 34 | YES | PM003A |  |  |  |  | Not in SAP | Not in SAP
NG.GBU.GBRS2.MA | NG.GBU.GBRS2.MA.10TE-718 | #N/A | 24 | 7 | 00002 | B |  | 10TE-718,MFOLD SYSTEM,GBARAN RIF 2 | 34 | NG01 | GBRG1 |  | PCH |  | B |  | NG01 |  |  |  |  | O.NG.PAE.GBA.FAC |  |  |  |  | NG01 | GBU | GBUINST | NG01 |  | TXRE |  |  |  | 10TE-718,MFOLD SYSTEM,GBARAN RIF 2 | [8 empty] | EMERSON |  | 6444F1XA |  |  |  | 2610290 |  | EP_F_GENERAL | EP_F_PCE | 10TE-718,MFOLD SYSTEM,GBARAN RIF 2 | 34 | YES | PM003A |  |  |  |  | Not in SAP | Not in SAP
CLASS 4 (FLARE METERS) |  | #N/A
NG.GBU.GBRG1.FS.X-6602 | NG.GBRG1.X-6602-66FT-020 | NG.GBRG1.X-6602-66FT-020 | 24 | 8 | 00007 | B |  | 66FT-020,LP FLARE TIP,FLARE SYS,CPF | 35 | NG01 | GBRG1 |  | PCH |  | B |  | NG01 |  |  |  |  | O.NG.PAE.GBA.FAC |  |  |  |  | NG01 | GBU | GBUINST | NG01 |  | TXUS |  |  |  | 66FT-020,LP FLARE TIP,FLARE SYS,CPF | [8 empty] | FLUENTA |  | FGM 160 |  |  |  | 2008-0118 |  | EP_F_GENERAL | EP_F_PCE | 66FT-020,LP FLARE TIP,FLARE SYS,CPF | 35 | YES | PM004 |  |  |  |  | NO | TXUS | Component Itself
NG.GBU.GBRG1.FS.X-6602 | NG.GBRG1.X-6602-66FE-020A | NG.GBRG1.X-6602-66FE-020A | 25 | 8 | 00007 | B |  | 66FE-020/A,LP FLARE TIP,FLARE SYS,CPF | 37 | NG01 | GBRG1 |  | PCH |  | B |  | NG01 |  |  |  |  | O.NG.PAE.GBA.FAC |  |  |  |  | NG01 | GBU | GBUINST | NG01 |  | LOIN |  |  |  | 66FE-020/A,LP FLARE TIP,FLARE SYS,CPF | [8 empty] | FLUENTA | [7 empty] | EP_F_GENERAL | EP_F_PCE | 66FE-020/A,LP FLARE TIP,FLARE SYS,CPF | 37 | YES | PM004 |  |  |  |  | NO | PEUS | No
NG.GBU.GBRG1.FS.X-6602 | NG.GBRG1.X-6602-66FE-020B | NG.GBRG1.X-6602-66FE-020B | 25 | 8 | 00007 | B |  | 66FE-020/A,LP FLARE TIP,FLARE SYS,CPF | 37 | NG01 | GBRG1 |  | PCH |  | B |  | NG01 |  |  |  |  | O.NG.PAE.GBA.FAC |  |  |  |  | NG01 | GBU | GBUINST | NG01 |  | LOIN |  |  |  | 66FE-020/A,LP FLARE TIP,FLARE SYS,CPF | [8 empty] | FLUENTA | [7 empty] | EP_F_GENERAL | EP_F_PCE | 66FE-020/A,LP FLARE TIP,FLARE SYS,CPF | 37 | YES | PM004 |  |  |  |  | NO | PEUS | No
NG.GBU.GBRG1.FS.X-6602 | NG.GBRG1.X-6602-66PT-024 | NG.GBRG1.X-6602-66PT-024 | 24 | 8 | 00007 | B |  | 66PT-024,LP FLARE TIP,FLARE SYS,CPF | 35 | NG01 | GBRG1 |  | PCH |  | B |  | NG01 |  |  |  |  | O.NG.PAE.GBA.FAC |  |  |  |  | NG01 | GBU | GBUINST | NG01 |  | TXPR |  |  |  | 66PT-024,LP FLARE TIP,FLARE SYS,CPF | [8 empty] | YOKOGAWA | [7 empty] | EP_F_GENERAL | EP_F_PCE | 66PT-024,LP FLARE TIP,FLARE SYS,CPF | 35 | YES | PM004 |  |  |  |  | NO | TXPR | Yes
NG.GBU.GBRG1.FS.X-6602 | NG.GBRG1.X-6602-66TT-021 | NG.GBRG1.X-6602-66TT-021 | 24 | 8 | 00007 | B |  | 66TT-021,LP FLARE TIP,FLARE SYS,CPF | 35 | NG01 | GBRG1 |  | PCH |  | B |  | NG01 |  |  |  |  | O.NG.PAE.GBA.FAC |  |  |  |  | NG01 | GBU | GBUINST | NG01 |  | TXTE |  |  |  | 66TT-021,LP FLARE TIP,FLARE SYS,CPF | [8 empty] | YOKOGAWA | [7 empty] | EP_F_GENERAL | EP_F_PCE | 66TT-021,LP FLARE TIP,FLARE SYS,CPF | 35 | YES | PM004 |  |  |  |  | NO | TXTE | Component Itself
NG.GBU.GBRG1.FS.X-6601 | NG.GBRG1.X-6601-66FT-001 | NG.GBRG1.X-6601-66FT-001 | 24 | 8 | 00007 | B |  | 66FT-001,HP FLARE TIP,FLARE SYS,CPF | 35 | NG01 | GBRG1 |  | PCH |  | B |  | NG01 |  |  |  |  | O.NG.PAE.GBA.FAC |  |  |  |  | NG01 | GBU | GBUINST | NG01 |  | TXUS |  |  |  | 66FT-001,HP FLARE TIP,FLARE SYS,CPF | [8 empty] | FLUENTA |  | FGM 160 |  |  |  | 2008-0117 |  | EP_F_GENERAL | EP_F_PCE | 66FT-001,HP FLARE TIP,FLARE SYS,CPF | 35 | YES | PM004 |  |  |  |  | NO | TXUS | Component Itself
NG.GBU.GBRG1.FS.X-6601 | NG.GBRG1.X-6601-66FE-001A | NG.GBRG1.X-6601-66FE-001A | 25 | 8 | 00007 | B |  | 66FE-001/A,HP FLARE TIP,FLARE SYS,CPF | 37 | NG01 | GBRG1 |  | PCH |  | B |  | NG01 |  |  |  |  | O.NG.PAE.GBA.FAC |  |  |  |  | NG01 | GBU | GBUINST | NG01 |  | LOIN |  |  |  | 66FE-001/A,HP FLARE TIP,FLARE SYS,CPF | [8 empty] | FLUENTA | [7 empty] | EP_F_GENERAL | EP_F_PCE | 66FE-001/A,HP FLARE TIP,FLARE SYS,CPF | 37 | YES | PM004 |  |  |  |  | NO | PEUS | No
NG.GBU.GBRG1.FS.X-6601 | NG.GBRG1.X-6601-66FE-001B | NG.GBRG1.X-6601-66FE-001B | 25 | 8 | 00007 | B |  | 66FE-001/B,HP FLARE TIP,FLARE SYS,CPF | 37 | NG01 | GBRG1 |  | PCH |  | B |  | NG01 |  |  |  |  | O.NG.PAE.GBA.FAC |  |  |  |  | NG01 | GBU | GBUINST | NG01 |  | LOIN |  |  |  | 66FE-001/B,HP FLARE TIP,FLARE SYS,CPF | [8 empty] | FLUENTA | [7 empty] | EP_F_GENERAL | EP_F_PCE | 66FE-001/B,HP FLARE TIP,FLARE SYS,CPF | 37 | YES | PM004 |  |  |  |  | NO | PEUS | No
NG.GBU.GBRG1.FS.X-6601 | NG.GBRG1.X-6601-66PT-006 | NG.GBRG1.X-6601-66PT-006 | 24 | 8 | 00007 | B |  | 66PT-006,HP FLARE TIP,FLARE SYS,CPF | 35 | NG01 | GBRG1 |  | PCH |  | B |  | NG01 |  |  |  |  | O.NG.PAE.GBA.FAC |  |  |  |  | NG01 | GBU | GBUINST | NG01 |  | TXPR |  |  |  | 66PT-006,HP FLARE TIP,FLARE SYS,CPF | [8 empty] | YOKOGAWA | [7 empty] | EP_F_GENERAL | EP_F_PCE | 66PT-006,HP FLARE TIP,FLARE SYS,CPF | 35 | YES | PM004 |  |  |  |  | NO | TXPR | Yes
NG.GBU.GBRG1.FS.X-6601 | NG.GBRG1.X-6601-66TT-002 | NG.GBRG1.X-6601-66TT-002 | 24 | 8 | 00007 | B |  | 66TT-002,HP FLARE TIP,FLARE SYS,CPF | 35 | NG01 | GBRG1 |  | PCH |  | B |  | NG01 |  |  |  |  | O.NG.PAE.GBA.FAC |  |  |  |  | NG01 | GBU | GBUINST | NG01 |  | TXTE |  |  |  | 66TT-002,HP FLARE TIP,FLARE SYS,CPF | [8 empty] | YOKOGAWA | [7 empty] | EP_F_GENERAL | EP_F_PCE | 66TT-002,HP FLARE TIP,FLARE SYS,CPF | 35 | YES | PM004 |  |  |  |  | NO | TXTE | Component Itself
NG.GBU.GBRG1.FS.X-6603 | NG.GBRG1.X-6603-66FT-021 | NG.GBRG1.X-6603-66FT-021 | 24 | 8 | 00007 | B |  | 66FT-021,ATM FLARE TIP,FLARE SYS,CPF | 36 | NG01 | GBRG1 |  | PCH |  | B |  | NG01 |  |  |  |  | O.NG.PAE.GBA.FAC |  |  |  |  | NG01 | GBU | GBUINST | NG01 |  | TXUS |  |  |  | 66FT-021,ATM FLARE TIP,FLARE SYS,CPF | [8 empty] | FLUENTA |  | FGM 160 |  |  |  | 2008-0116 |  | EP_F_GENERAL | EP_F_PCE | 66FT-021,ATM FLARE TIP,FLARE SYS,CPF | 36 | YES | PM004 |  |  |  |  | NO | TXUS | Component Itself
NG.GBU.GBRG1.FS.X-6603 | NG.GBRG1.X-6603-66FE-021A | NG.GBRG1.X-6603-66FE-021A | 25 | 8 | 00007 | B |  | 66FE-021/A,ATM FLARE TIP,FLARE SYS,CPF | 38 | NG01 | GBRG1 |  | PCH |  | B |  | NG01 |  |  |  |  | O.NG.PAE.GBA.FAC |  |  |  |  | NG01 | GBU | GBUINST | NG01 |  | LOIN |  |  |  | 66FE-021/A,ATM FLARE TIP,FLARE SYS,CPF | [8 empty] | FLUENTA | [7 empty] | EP_F_GENERAL | EP_F_PCE | 66FE-021/A,ATM FLARE TIP,FLARE SYS,CPF | 38 | YES | PM004 |  |  |  |  | NO | PEUS | No
NG.GBU.GBRG1.FS.X-6603 | NG.GBRG1.X-6603-66FE-021B | NG.GBRG1.X-6603-66FE-021B | 25 | 8 | 00007 | B |  | 66FE-021/B,ATM FLARE TIP,FLARE SYS,CPF | 38 | NG01 | GBRG1 |  | PCH |  | B |  | NG01 |  |  |  |  | O.NG.PAE.GBA.FAC |  |  |  |  | NG01 | GBU | GBUINST | NG01 |  | LOIN |  |  |  | 66FE-021/B,ATM FLARE TIP,FLARE SYS,CPF | [8 empty] | FLUENTA | [7 empty] | EP_F_GENERAL | EP_F_PCE | 66FE-021/B,ATM FLARE TIP,FLARE SYS,CPF | 38 | YES | PM004 |  |  |  |  | NO | PEUS | No
NG.GBU.GBRG1.FS.X-6603 | NG.GBRG1.X-6603-66PT-117 | NG.GBRG1.X-6603-66PT-117 | 24 | 8 | 00007 | B |  | 66PT-117,ATM FLARE TIP,FLARE SYS,CPF | 36 | NG01 | GBRG1 |  | PCH |  | B |  | NG01 |  |  |  |  | O.NG.PAE.GBA.FAC |  |  |  |  | NG01 | GBU | GBUINST | NG01 |  | TXPR |  |  |  | 66PT-117,ATM FLARE TIP,FLARE SYS,CPF | [8 empty] | YOKOGAWA | [7 empty] | EP_F_GENERAL | EP_F_PCE | 66PT-117,ATM FLARE TIP,FLARE SYS,CPF | 36 | YES | PM004 |  |  |  |  | NO | TXPR | Yes
NG.GBU.GBRG1.FS.X-6603 | NG.GBRG1.X-6603-66TT-041 | NG.GBRG1.X-6603-66TT-041 | 24 | 8 | 00007 | B |  | 66TT-041,ATM FLARE TIP,FLARE SYS,CPF | 36 | NG01 | GBRG1 |  | PCH |  | B |  | NG01 |  |  |  |  | O.NG.PAE.GBA.FAC |  |  |  |  | NG01 | GBU | GBUINST | NG01 |  | TXTE |  |  |  | 66TT-041,ATM FLARE TIP,FLARE SYS,CPF | [8 empty] | YOKOGAWA | [7 empty] | EP_F_GENERAL | EP_F_PCE | 66TT-041,ATM FLARE TIP,FLARE SYS,CPF | 36 | YES | [5 empty] | NO | TXTE | Component Itself
1Y,6M,3M FISCAL METERING VALIDATION CPF 100063477 WOS: 22226135,22166099,22080683,22109692
Note on H1: AJANI: Field not used.
Note on R1: AJANI: Value defaults. Leave blank.
Note on X1: AJANI: Not used by the blueprint

## Sheet2
Object ID | BOM Required Yes, No or ???
CMTP | NO
CMTR | NO
CMMW | NO
CLPL | NO
SEIN | NO
CLCM | NO
CBHH | NO
CMDC | NO
CBPC | NO
CBPR | NO
ELBA | YES
SYCP | YES
ESBS | YES
ETCA | YES
EELP | YES
EEES | YES
EGGE | YES
HGEL | YES
HGHT | YES
ESCB | YES
ESCO | YES
ETIS | YES
ES | YES
ACEL | YES
EMDC | YES
EMEM | YES
ESCP | YES
ESHV | YES
ESLV | YES
ECCT | YES
ELUP | YES
VABP | YES
VASO | YES
VAML | YES
VANE | YES
POGN | YES
VAWA | YES
VACV | YES
PEME | NO
PECO | NO
SWFL | NO
PEVT | NO
PEVF | NO
SWLV | NO
SWVI | NO
CLPI | YES
LOPR | NO
SWPR | NO
WSAB | YES
QMAO | YES
TXCO | NO
QMAD | Yes
DEFI | Yes
DEGD | Yes
DEFS | Yes
QMCA | NO
SEGD | Yes
PESA | NO
SYFG | Yes
QMAC | NO
SWTE | NO
TXGA | NO
CLCO | NO
DEVD | Yes
LALO | NO
WESC | NO
COAX | YES
COCE | YES
CORE | YES
CEDE | YES
HVAC | YES
SGSE | YES
LAMC | YES
PILA | YES
CONV | YES
BLFA | YES
FIGE | YES
CORO | YES
CEGE | YES
ELBC | NO
CLCP | NO
LAFL | NO
CBSC | NO
HSHC | NO
TAAR | Yes
LAWI | YES
STMX | YES
PUCE | Yes
PUDI | YES
PUGW | YES
PIPR | YES
VASC | YES
VASV | YES
PURE | YES
PURO | YES
PUSC | YES
PU | YES
MRSB | NO
TAFL | NO
TAFX | Yes
TACT | NO
GT | YES
TS | YES
PIFA | NO
HGSB | NO
VEAR | NO
VEGB | Yes
VEKO | Yes
DPMO | NO
VESB | NO
VESE | NO
PISL | NO
VABA | NO
VAGA | NO
VAGL | Yes
VAVA | NO
HEAC | YES
VEBO | YES
HEDP | YES
HGFI | YES
HEPL | YES
HEST | Yes
HEWC | YES
BIBR | NO
BIHO | YES
BIIB | YES
BIJE | YES
PIVS | YES
FFFX | Yes
STTQ | NO
STWS | YES
EMAC | YES
LAOC | YES
VEAC | YES
PIFT | YES
COME | YES
COSC | YES
GTPT | YES
VECF | YES
VEDR | YES
VEFC | YES
VEIE | YES
VEPR | YES
EGMD | YES
EGSD | YES
EGTD | YES
PUPL | YES
FAAR | YES
GTLI | YES
TMGB | YES
ELPR | YES
ESCA | YES
HGBI | YES
LFLF | YES
VEPD | YES
ACGS | Component Itself
ACHY | Component Itself
ACPN | Component Itself
ALAN | Yes
ALAU | No
ALBE | No
ALLA | No
ALSA | No
ATAC | No
ATCH | No
ATDP | No
ATHU | No
BARG | No
BIBW | No
BIDY | No
BIFE | No
BIOB | No
BIPC | No
BIRD | No
BIRI | No
BIRS | No
BIXX | No
BTIM | No
BTKE | No
BTRF | No
BTWC | No
CBHD | No
CBMO | No
CBND | No
CBOV | No
CBPL | No
CBSV | No
CBTP | No
CBUP | No
CCPU | No
CEPE | No
CL | Component Itself
CLBS | No
CLCC | Component Itself
CLCT | No
CLDC | No
CLFB | Component Itself
CLHM | No
CLIO | No
CLPC | Component Itself
CLRL | Component Itself
CLRP | Component Itself
CLRT | No
CLSD | Component Itself
CLSE | No
CLSL | Component Itself
CMAB | No
CMBE | No
CMDS | No
CMEC | No
CMEX | No
CMFA | No
CMGP | No
CMMA | No
CMMC | No
CMMS | No
CMPS | No
CMRC | No
CMST | No
CMTM | No
CMTO | No
CMVS | No
DEAV | Yes
DEAX | Yes
DEBD | Yes
DECE | Yes
DEDI | Component Itself
DEFO | Component Itself
DEHG | Component Itself
DEMD | Component Itself
DEND | Component Itself
DEOL | Component Itself
DESM | Component Itself
DEST | Component Itself
DETD | Component Itself
DEUS | Component Itself
DPMA | No
DRGN | No
DRHY | No
DRPN | No
ECCP | Component Itself
ECTF | Component Itself
ECVT | Component Itself
EEEL | No
EEMS | Yes
EENE | No
EGTE | No
ELFC | No
ELGE | No
ELPC | Component Itself
ELSP | Component Itself
ESDH | Yes
ESDL | Yes
ESSO | No
ESSY | Yes
ETAK | No
ETFP | No
ETOH | Component Itself
EVFD | No
FBBX | Yes
FFBG | Yes
FFCO | Yes
FFDL | Yes
FFDM | Yes
FFFB | Yes
FFFD | Yes
FFFH | Yes
FFFM | Yes
FFFP | Yes
FFFS | Yes
FFFT | Yes
FFGS | Yes
FFHR | Yes
FFPB | Yes
FFSP | Yes
FUST | Yes
GNDA | No
GTAD | Yes
GTAI | Yes
GTAU | Yes
GTAX | Yes
GTES | Yes
GTGP | Yes
HGHE | Yes
HGSG | Yes
HO | No
HPCC | No
HSHP | No
HSLP | No
INGN | Yes
JBGE | Component Itself
LABC | No
LABS | No
LACB | No
LAGC | Yes
LAGD | Yes
LAJC | Yes
LALB | No
LAME | Yes
LAPA | No
LAPB | No
LAPC | Yes
LARB | Yes
LASL | No
LAWM | Yes
LAWS | No
LFNL | No
LFPL | No
LOFI | No
LOFL | No
LOIN | No
LOLE | No
LOMI | No
LOMT | No
LONE | No
LOSP | No
LOTE | No
MRAL | No
MRLA | No
MRLH | Component Itself
MRMB | No
MRSK | No
MRSP | No
OCRS | No
OMGE | Yes
OSHE | Yes
OSJK | Yes
OSTF | Yes
PECP | Component Itself
PEDP | Component Itself
PEHT | Component Itself
PEIF | Component Itself
PEOP | Component Itself
PEPB | Component Itself
PEPC | Component Itself
PEPD | Component Itself
PEPT | Component Itself
PERE | Component Itself
PERO | Component Itself
PESE | Component Itself
PETC | Component Itself
PETD | Component Itself
PETM | Component Itself
PETU | Component Itself
PETW | Component Itself
PEUS | Component Itself
PEVA | Component Itself
PICA | No
PIEJ | Component Itself
PIFL | No
PIFR | Yes
PIIE | No
PIMF | No
PIRD | Component Itself
PIRF | Yes
PIRR | Yes
PISC | Yes
PISP | No
PIUB | Yes
PIYS | No
PUBX | No
QM | No
QMAG | Yes
QMAS | Yes
QMDE | Yes
QMDT | Yes
QMFM | Yes
QMFR | Yes
QMLA | Yes
QMMA | Yes
QMSP | Yes
RGFL | Component Itself
RGFR | Component Itself
RGPR | Component Itself
RGRP | Component Itself
SCUN | Component Itself
SEBA | Yes
SEBS | Yes
SECL | Yes
SEFA | Yes
SEGN | Yes
SELB | No
SELR | No
SENA | No
SERE | Yes
SERP | No
SGSH | No
SHDO | Yes
SHDO_AI | Yes
SHDO_CHAS | Yes
SHDO_CS | Yes
SHDO_DT | Yes
SHDO_ELEC | Yes
SHDO_FA | Yes
SHDO_FIRE | Yes
SHDO_FUEL | Yes
SHDO_HS | Yes
SHDO_LUBE | Yes
SHDO_RA | Yes
SHDO_UC | Yes
SHEL | Yes
SHEL_AUX | Yes
SHEL_CHAS | Yes
SHEL_CROWD | Yes
SHEL_FA | Yes
SHEL_FIRE | Yes
SHEL_GE | Yes
SHEL_HOIST | Yes
SHEL_HS | Yes
SHEL_LUBE | Yes
SHEL_PRO | Yes
SHEL_RA | Yes
SHEL_ROPE | Yes
SHEL_SWING | Yes
SHEL_UC | Yes
SHEX | Yes
SHEX_AI | Yes
SHEX_BRAKE | Yes
SHEX_CHAS | Yes
SHEX_CS | Yes
SHEX_DT | Yes
SHEX_ELEC | Yes
SHEX_FA | Yes
SHEX_FIRE | Yes
SHEX_FUEL | Yes
SHEX_HS | Yes
SHEX_RA | Yes
SHEX_SWING | Yes
SHEX_UC | Yes
SHGR | Yes
SHGR_AI | Yes
SHGR_CHAS | Yes
SHGR_CS | Yes
SHGR_DT | Yes
SHGR_ELEC | Yes
SHGR_FA | Yes
SHGR_FIRE | Yes
SHGR_FS | Yes
SHGR_HS | Yes
SHGR_LUBE | Yes
SHGR_RA | Yes
SHGR_TIRE | Yes
SHHV | Yes
SHHV_AI | Yes
SHHV_BRAKE | Yes
SHHV_CHAS | Yes
SHHV_CS | Yes
SHHV_DT | Yes
SHHV_ELEC | Yes
SHHV_FIRE | Yes
SHHV_FUEL | Yes
SHHV_HS | Yes
SHHV_TIRE | Yes
SHHV_TRANS | Yes
SHHY | Yes
SHHY_AI | Yes
SHHY_BRAKE | Yes
SHHY_CHAS | Yes
SHHY_CS | Yes
SHHY_DT | Yes
SHHY_ELEC | Yes
SHHY_EM | Yes
SHHY_FA | Yes
SHHY_FIRE | Yes
SHHY_FUEL | Yes
SHHY_HS | Yes
SHHY_LUBE | Yes
SHHY_UC | Yes
SHLO | Yes
SHLO_AI | Yes
SHLO_CHAS | Yes
SHLO_CS | Yes
SHLO_DT | Yes
SHLO_ELEC | Yes
SHLO_FA | Yes
SHLO_FIRE | Yes
SHLO_FS | Yes
SHLO_HS | Yes
SHLO_LUBE | Yes
SHLO_TIRE | Yes
SHPL | Yes
SHPL_AI | Yes
SHPL_CHAS | Yes
SHPL_CS | Yes
SHPL_DT | Yes
SHPL_ELEC | Yes
SHPL_FIRE | Yes
SHPL_FS | Yes
SHPL_HS | Yes
SHPL_LUBE | Yes
SHPL_SIDE | Yes
SHPL_UC | Yes
SHTR | Yes
SHTR_AI | Yes
SHTR_BRAKE | Yes
SHTR_CHAS | Yes
SHTR_CS | Yes
SHTR_DT | Yes
SHTR_ELEC | Yes
SHTR_FIRE | Yes
SHTR_FUEL | Yes
SHTR_HS | Yes
SHTR_TRANS | Yes
SKSS | Yes
STDR | Component Itself
STEL | Component Itself
STHD | No
STHY | Component Itself
STIN | Component Itself
STLT | Component Itself
STME | Component Itself
STPD | Component Itself
STPN | Component Itself
STWL | Component Itself
SUSI | Component Itself
SUSR | Component Itself
SUSU | Component Itself
SWAL | Component Itself
SWCM | Component Itself
SWDC | Component Itself
SWDP | Component Itself
SWIC | Component Itself
SWIN | Yes
SWKO | Component Itself
SWLE | Component Itself
SWMO | Component Itself
SWPE | Component Itself
SWPP | Component Itself
SWSO | Component Itself
SWSP | Component Itself
SWTQ | Component Itself
SYAC | Yes
SYAU | Yes
SYCI | Yes
SYHA | Yes
SYHG | Yes
SYIA | Yes
SYLO | Yes
SYNG | Yes
SYPU | Yes
SYRO | Yes
SYSH | Yes
SYSO | Yes
SYST | Yes
SYWM | Yes
TAFC | No
TAMI | No
TAPO | No
TATP | No
TEAX | No
TMTC | No
TRVH | No
TXCA | Component Itself
TXDI | Component Itself
TXDP | Component Itself
TXFA | Component Itself
TXID | Component Itself
TXMF | Component Itself
TXPH | Component Itself
TXPR | Yes
TXRA | Component Itself
TXRD | Component Itself
TXRE | Component Itself
TXSP | Component Itself
TXTD | Component Itself
TXTE | Component Itself
TXTL | Component Itself
TXUS | Component Itself
TXVF | Component Itself
TXWT | Component Itself
VA | Yes
VAAD | No
VACH | No
VACK | No
VADI | No
VADL | No
VAFL | No
VAMS | No
VAMU | No
VAPG | No
VAPT | No
VASA | No
VASH | No
VASP | No
VAXL | No
VEAB | Yes
VEAD | Yes
VECA | Yes
VECO | Yes
VEDA | No
VEDG | Yes
VEFD | Yes
VEFL | Yes
VEGR | Yes
VESD | Yes
VESI | Yes
VESP | Yes
VEST | Yes
VEVT | Yes
VPIV | No
WCCE | No
WCCT | No
WCEC | Yes
WCES | Yes
WCHP | No
WCHZ | No
WCID | No
WCSV | Yes
WCWV | Yes
WSBP | Yes
WSBS | Yes
WSBU | Yes
WSCB | No
WSCH | Yes
WSCP | No
WSCR | Yes
WSCS | Yes
WSGV | No
WSHD | Yes
WSIS | Yes
WSLS | Yes
WSMG | No
WSMS | Yes
WSPC | Yes
WSPP | Yes
WSRT | Yes
WSSC | No
WSSS | Yes
WSTS | No
WSTU | No
WSWI | Yes
WUDW | No
XEMS | No

## Sheet1
Functional Location | Technical obj. type
NG.GBRG1.1A-4501-45FICA-105 | TXRE
NG.GBRG1.1A-4501-45FT-101A | TXDP
NG.GBRG1.1A-4501-45FT-101B | TXDP
NG.GBRG1.1A-4501-45FT-101C | TXDP
NG.GBRG1.1A-4501-45FT-101D | TXDP
NG.GBRG1.1A-4501-45PT-101A | TXPR
NG.GBRG1.1A-4501-45PT-101B | TXPR
NG.GBRG1.1A-4501-45QT-104A | QMAD
NG.GBRG1.1A-4501-45QT-104B | QMAD
NG.GBRG1.1A-4501-45TE-101A | TXRE
NG.GBRG1.1A-4501-45TE-101B | TXRE
NG.GBRG1.1A-4501-45TE-104A | TXRE
NG.GBRG1.1A-4501-45TE-104B | TXRE
NG.GBRG1.1A-4501-45TT-101A | TXTE
NG.GBRG1.1A-4501-45TT-101B | TXTE
NG.GBRG1.1A-4501-45UR-001 | CBPC
NG.GBRG1.1A-4501-45UR-101A | CBPC
NG.GBRG1.1A-4501-45UR-101B | CBPC
NG.GBRG1.2A-4501-45FICA-205 | TXRE
NG.GBRG1.2A-4501-45FT-201A | TXMF
NG.GBRG1.2A-4501-45FT-201C | TXMF
NG.GBRG1.2A-4501-45PT-201A | TXPR
NG.GBRG1.2A-4501-45PT-201B | TXPR
NG.GBRG1.2A-4501-45QT-204A | QMAD
NG.GBRG1.2A-4501-45QT-204B | QMAD
NG.GBRG1.2A-4501-45TE-201A | TXRE
NG.GBRG1.2A-4501-45TE-201B | TXRE
NG.GBRG1.2A-4501-45TE-204A | TXRE
NG.GBRG1.2A-4501-45TE-204B | TXRE
NG.GBRG1.2A-4501-45TT-201A | TXTE
NG.GBRG1.2A-4501-45TT-201B | TXTE
NG.GBRG1.2A-4501-45UR-201A | CBPC
NG.GBRG1.2A-4501-45UR-201B | CBPC
NG.GBRG1.4A-4501-45FT-401A | TXMF
NG.GBRG1.4A-4501-45FT-401C | TXMF
NG.GBRG1.4A-4501-45PT-401A | TXPR
NG.GBRG1.4A-4501-45PT-401B | TXPR
NG.GBRG1.A-4502A-45FE-801 | LOIN
NG.GBRG1.A-4502A-45FT-801 | TXMF
NG.GBRG1.A-4502A-45QT-801 | QMAD
NG.GBRG1.A-4502A-45TE-801 | TXRE
NG.GBRG1.A-4502A-45TT-801 | TXTE
NG.GBRG1.A-4502B-45FE-901 | LOIN
NG.GBRG1.A-4502B-45FT-901 | TXMF
NG.GBRG1.A-4502B-45PT-901 | TXPR
NG.GBRG1.A-4502B-45TE-901 | TXRE
NG.GBRG1.A-4502B-45TT-901 | TXTE
NG.GBRG1.T-5501-55FE-011 | LOIN
NG.GBRG1.T-5501-55FZT-011 | TXMF
NG.GBRG1.V-1101-11FE-102A | LOIN
NG.GBRG1.V-1101-11FE-102B | LOIN
NG.GBRG1.V-1101-11FT-102A | TXMF
NG.GBRG1.V-1101-11FT-102B | TXMF
NG.GBRG1.V-1103-11FE-302A | LOIN
NG.GBRG1.V-1103-11FE-302B | LOIN
NG.GBRG1.V-1103-11FT-302A | TXMF
NG.GBRG1.V-1103-11FT-302B | TXMF
NG.GBRG1.V-1104-11FE-401 | PEOP
NG.GBRG1.V-1104-11FE-402 | LOIN
NG.GBRG1.V-1104-11FT-401 | TXMF
NG.GBRG1.V-1104-11FT-402 | TXMF
NG.GBRG1.V-1106-11FE-602A | LOIN
NG.GBRG1.V-1106-11FE-602B | LOIN
NG.GBRG1.V-1106-11FT-602A | TXMF
NG.GBRG1.V-1106-11FT-602B | TXMF
NG.GBRG1.V-5001-50FT-006 | TXUS
NG.GBRG1.V-5001-50FT-017 | TXUS
NG.GBRG1.V-5001-50TE-017 | TXRE
NG.GBRG1.V-5001-50TT-001 | TXTE
NG.GBRG1.V-5001-50TT-017 | TXTE
NG.GBRG1.V-5004-50FT-010 | TXUS
NG.GBRG1.V-5004-50FT-018 | TXUS
NG.GBRG1.V-5004-50PT-015 | TXPR
NG.GBRG1.V-5004-50QT-018 | QMAO
NG.GBRG1.V-5004-50TE-018 | TXRE
NG.GBRG1.V-5004-50TT-012 | TXTE
NG.GBRG1.V-5004-50TT-018 | TXTE
NG.GBRG1.V-5005-50FT-021 | TXUS
NG.GBRG1.V-5005-50FT-022 | TXUS
NG.GBRG1.V-5005-50PT-024 | TXPR
NG.GBRG1.V-5005-50QT-022 | QMAO
NG.GBRG1.V-5005-50TT-021 | TXTE
NG.GBRG1.V-5005-50TT-022 | TXTE
NG.GBRG1.X-6601-66FE-001A | LOIN
NG.GBRG1.X-6601-66FE-001B | LOIN
NG.GBRG1.X-6601-66FT-001 | TXUS
NG.GBRG1.X-6601-66PT-006 | TXPR
NG.GBRG1.X-6601-66TT-002 | TXTE
NG.GBRG1.X-6602-66FE-020A | LOIN
NG.GBRG1.X-6602-66FE-020B | LOIN
NG.GBRG1.X-6602-66FT-020 | TXUS
NG.GBRG1.X-6602-66PT-024 | TXPR
NG.GBRG1.X-6602-66TT-021 | TXTE
NG.GBRG1.X-6603-66FE-021A | LOIN
NG.GBRG1.X-6603-66FE-021B | LOIN
NG.GBRG1.X-6603-66FT-021 | TXUS
NG.GBRG1.X-6603-66PT-117 | TXPR
NG.GBRG1.X-6603-66TT-041 | TXTE
NG.GBU.GBRG1.FG
NG.GBU.GBRG1.FG.69FT-001 | TXUS
NG.GBU.GBRG1.FG.69PT-001 | TXPR
NG.GBU.GBRG1.FG.69TE-001 | TXRE
NG.GBU.GBRG1.FG.69TT-001 | TXTE
NG.GBU.GBRG1.GS
NG.GBU.GBRG1.MS
NG.GBU.GBRG1.MS.1A-4501
NG.GBU.GBRG1.MS.2A-4501
NG.GBU.GBRG1.MS.45QT-001 | QMAG
NG.GBU.GBRG1.MS.45QT-002 | QMAG
NG.GBU.GBRG1.MS.4A-4501
NG.GBU.GBRG1.MS.A-4502A
NG.GBU.GBRG1.MS.A-4502B
NG.GBU.GBRG1.OX
NG.GBU.GBRG1.OX.55QI-201 | QMFM
NG.GBU.GBRG1.PS
NG.GBU.GBRG2.FG
NG.GBU.GBRG2.GS
NG.GBU.GBRG2.GY
NG.GBU.GBRG2.MS
NG.GBU.GBRS1.MA.10FE-116 | LOIN
NG.GBU.GBRS1.MA.10FE-216 | LOIN
NG.GBU.GBRS1.MA.10FE-316 | LOIN
NG.GBU.GBRS1.MA.10FE-416 | LOIN
NG.GBU.GBRS1.MA.10FE-518 | LOIN
NG.GBU.GBRS1.MA.10FE-618 | LOIN
NG.GBU.GBRS1.MA.10FT-116 | TXMF
NG.GBU.GBRS1.MA.10FT-117 | TXMF
NG.GBU.GBRS1.MA.10FT-216 | TXMF
NG.GBU.GBRS1.MA.10FT-217 | TXMF
NG.GBU.GBRS1.MA.10FT-316 | TXMF
NG.GBU.GBRS1.MA.10FT-317 | TXMF
NG.GBU.GBRS1.MA.10FT-416 | TXMF
NG.GBU.GBRS1.MA.10FT-417 | TXMF
NG.GBU.GBRS1.MA.10FT-518 | TXMF
NG.GBU.GBRS1.MA.10FT-519 | TXMF
NG.GBU.GBRS1.MA.10FT-618 | TXMF
NG.GBU.GBRS1.MA.10FT-619 | TXMF
NG.GBU.GBRS1.MA.10PT-116 | TXPR
NG.GBU.GBRS1.MA.10PT-216 | TXPR
NG.GBU.GBRS1.MA.10PT-316 | TXPR
NG.GBU.GBRS1.MA.10PT-416 | TXPR
NG.GBU.GBRS1.MA.10PT-518 | TXPR
NG.GBU.GBRS1.MA.10PT-618 | TXPR
NG.GBU.GBRS1.MA.10TE-116 | TXRE
NG.GBU.GBRS1.MA.10TE-216 | TXRE
NG.GBU.GBRS1.MA.10TE-316 | TXRE
NG.GBU.GBRS1.MA.10TE-416 | TXRE
NG.GBU.GBRS1.MA.10TE-518 | TXRE
NG.GBU.GBRS1.MA.10TE-618 | TXRE
NG.GBU.GBRS1.MA.10TT-116 | TXTE
NG.GBU.GBRS1.MA.10TT-216 | TXTE
NG.GBU.GBRS1.MA.10TT-316 | TXTE
NG.GBU.GBRS1.MA.10TT-416 | TXTE
NG.GBU.GBRS1.MA.10TT-518 | TXTE
NG.GBU.GBRS1.MA.10TT-618 | TXTE
NG.GBU.KOLS1.FG
NG.GBU.KRMS1.MA.10FE-107 | LOIN
NG.GBU.KRMS1.MA.10FE-207 | LOIN
NG.GBU.KRMS1.MA.10FE-307 | LOIN
NG.GBU.KRMS1.MA.10FT-107 | TXMF
NG.GBU.KRMS1.MA.10FT-108 | TXMF
NG.GBU.KRMS1.MA.10FT-207 | TXMF
NG.GBU.KRMS1.MA.10FT-208 | TXMF
NG.GBU.KRMS1.MA.10FT-307 | TXMF
NG.GBU.KRMS1.MA.10FT-308 | TXMF
NG.GBU.KRMS1.MA.10PT-107 | TXPR
NG.GBU.KRMS1.MA.10PT-207 | TXPR
NG.GBU.KRMS1.MA.10PT-307 | TXPR
NG.GBU.KRMS1.MA.10TE-107 | TXRE
NG.GBU.KRMS1.MA.10TE-207 | TXRE
NG.GBU.KRMS1.MA.10TE-307 | TXRE
NG.GBU.KRMS1.MA.10TT-107 | TXTE
NG.GBU.KRMS1.MA.10TT-207 | TXTE
NG.GBU.KRMS1.MA.10TT-307 | TXTE
NG.GBU.ZRMS1.MA.10FE-107 | LOIN
NG.GBU.ZRMS1.MA.10FE-207 | LOIN
NG.GBU.ZRMS1.MA.10FE-307 | LOIN
NG.GBU.ZRMS1.MA.10FE-407 | LOIN
NG.GBU.ZRMS1.MA.10FE-507 | LOIN
NG.GBU.ZRMS1.MA.10FT-107 | TXMF
NG.GBU.ZRMS1.MA.10FT-108 | TXMF
NG.GBU.ZRMS1.MA.10FT-207 | TXMF
NG.GBU.ZRMS1.MA.10FT-208 | TXMF
NG.GBU.ZRMS1.MA.10FT-307 | TXMF
NG.GBU.ZRMS1.MA.10FT-308 | TXMF
NG.GBU.ZRMS1.MA.10FT-407 | TXMF
NG.GBU.ZRMS1.MA.10FT-408 | TXMF
NG.GBU.ZRMS1.MA.10FT-507 | TXMF
NG.GBU.ZRMS1.MA.10PT-107 | TXPR
NG.GBU.ZRMS1.MA.10PT-207 | TXPR
NG.GBU.ZRMS1.MA.10PT-307 | TXPR
NG.GBU.ZRMS1.MA.10PT-407 | TXPR
NG.GBU.ZRMS1.MA.10PT-507 | TXPR
NG.GBU.ZRMS1.MA.10TE-107 | TXRE
NG.GBU.ZRMS1.MA.10TE-207 | TXRE
NG.GBU.ZRMS1.MA.10TE-307 | TXRE
NG.GBU.ZRMS1.MA.10TE-407 | TXRE
NG.GBU.ZRMS1.MA.10TE-507 | TXRE
NG.GBU.ZRMS1.MA.10TT-107 | TXTE
NG.GBU.ZRMS1.MA.10TT-207 | TXTE
NG.GBU.ZRMS1.MA.10TT-307 | TXTE
NG.GBU.ZRMS1.MA.10TT-407 | TXTE
NG.GBU.ZRMS1.MA.10TT-507 | TXTE
NG.KOLS1.V-6901-69FT-001 | TXUS
NG.KOLS1.V-6901-69PT-001 | TXPR
NG.KOLS1.V-6901-69TE-001 | TXRE
NG.KOLS1.V-6901-69TT-001 | TXTE

## BoM in SAP
Functional Location | Equipment | BOM | BOM Description | Material | Area/Location | BOM Component No | FLoc. System Status | FLoc. User Status | Equip. System Status | Equip. User Status | Planning Plant
NG.KOLS1.V-6901-69FT-001 | 31000146045 | 2510004900 | ELSTER INSTROMET,MICROSONIC 2C,FLOW TRAN | 1001141078 | KOLS1 | 40 | CRTE | CRTE | INST | APPR | NG01
NG.KOLS1.V-6901-69FT-001 | 31000146045 | 2510004900 | ELSTER INSTROMET,MICROSONIC 2C,FLOW TRAN | 1001141080 | KOLS1 | 20 | CRTE | CRTE | INST | APPR | NG01
NG.KOLS1.V-6901-69FT-001 | 31000146045 | 2510004900 | ELSTER INSTROMET,MICROSONIC 2C,FLOW TRAN | 1001141081 | KOLS1 | 50 | CRTE | CRTE | INST | APPR | NG01
NG.KOLS1.V-6901-69FT-001 | 31000146045 | 2510004900 | ELSTER INSTROMET,MICROSONIC 2C,FLOW TRAN | 1001141079 | KOLS1 | 30 | CRTE | CRTE | INST | APPR | NG01
NG.GBU.ZRMS1.MA.10FT-507 |  | 2510009676 | ROSEMOUNT 3051TG | 1002324558 | ZRMS1 | 10 | CRTE | CRTE |  |  | NG01
NG.GBU.ZRMS1.MA.10FT-507 |  | 2510009676 | ROSEMOUNT 3051TG | 1002324560 | ZRMS1 | 20 | CRTE | CRTE |  |  | NG01
NG.GBU.ZRMS1.MA.10FT-408 |  | 2510009688 | ROSEMOUNT 3051S | 1002324559 | ZRMS1 | 10 | CRTE | CRTE |  |  | NG01
NG.GBU.ZRMS1.MA.10FT-408 |  | 2510009688 | ROSEMOUNT 3051S | 1002324560 | ZRMS1 | 20 | CRTE | CRTE |  |  | NG01
NG.GBU.ZRMS1.MA.10FT-407 |  | 2510009676 | ROSEMOUNT 3051TG | 1002324558 | ZRMS1 | 10 | CRTE | CRTE |  |  | NG01
NG.GBU.ZRMS1.MA.10FT-407 |  | 2510009676 | ROSEMOUNT 3051TG | 1002324560 | ZRMS1 | 20 | CRTE | CRTE |  |  | NG01
NG.GBU.ZRMS1.MA.10FT-308 |  | 2510009688 | ROSEMOUNT 3051S | 1002324559 | ZRMS1 | 10 | CRTE | CRTE |  |  | NG01
NG.GBU.ZRMS1.MA.10FT-308 |  | 2510009688 | ROSEMOUNT 3051S | 1002324560 | ZRMS1 | 20 | CRTE | CRTE |  |  | NG01
NG.GBU.ZRMS1.MA.10FT-307 |  | 2510009676 | ROSEMOUNT 3051TG | 1002324558 | ZRMS1 | 10 | CRTE | CRTE |  |  | NG01
NG.GBU.ZRMS1.MA.10FT-307 |  | 2510009676 | ROSEMOUNT 3051TG | 1002324560 | ZRMS1 | 20 | CRTE | CRTE |  |  | NG01
NG.GBU.ZRMS1.MA.10FT-208 |  | 2510009688 | ROSEMOUNT 3051S | 1002324559 | ZRMS1 | 10 | CRTE | CRTE |  |  | NG01
NG.GBU.ZRMS1.MA.10FT-208 |  | 2510009688 | ROSEMOUNT 3051S | 1002324560 | ZRMS1 | 20 | CRTE | CRTE |  |  | NG01
NG.GBU.ZRMS1.MA.10FT-207 |  | 2510009676 | ROSEMOUNT 3051TG | 1002324558 | ZRMS1 | 10 | CRTE | CRTE |  |  | NG01
NG.GBU.ZRMS1.MA.10FT-207 |  | 2510009676 | ROSEMOUNT 3051TG | 1002324560 | ZRMS1 | 20 | CRTE | CRTE |  |  | NG01
NG.GBU.ZRMS1.MA.10FT-108 |  | 2510009688 | ROSEMOUNT 3051S | 1002324559 | ZRMS1 | 10 | CRTE | CRTE |  |  | NG01
NG.GBU.ZRMS1.MA.10FT-108 |  | 2510009688 | ROSEMOUNT 3051S | 1002324560 | ZRMS1 | 20 | CRTE | CRTE |  |  | NG01
NG.GBU.ZRMS1.MA.10FT-107 |  | 2510009676 | ROSEMOUNT 3051TG | 1002324558 | ZRMS1 | 10 | CRTE | CRTE |  |  | NG01
NG.GBU.ZRMS1.MA.10FT-107 |  | 2510009676 | ROSEMOUNT 3051TG | 1002324560 | ZRMS1 | 20 | CRTE | CRTE |  |  | NG01
NG.GBU.KRMS1.MA.10FT-308 |  | 2510009688 | ROSEMOUNT 3051S | 1002324559 | KRMS1 | 10 | CRTE | CRTE |  |  | NG01
NG.GBU.KRMS1.MA.10FT-308 |  | 2510009688 | ROSEMOUNT 3051S | 1002324560 | KRMS1 | 20 | CRTE | CRTE |  |  | NG01
NG.GBU.KRMS1.MA.10FT-308 | 31000188519 | 2510009688 | ROSEMOUNT 3051S | 1002324559 | KRMS1 | 10 | CRTE | CRTE | INST | CRTE | NG01
NG.GBU.KRMS1.MA.10FT-308 | 31000188519 | 2510009688 | ROSEMOUNT 3051S | 1002324560 | KRMS1 | 20 | CRTE | CRTE | INST | CRTE | NG01
NG.GBU.KRMS1.MA.10FT-307 | 31000188518 | 2510009676 | ROSEMOUNT 3051TG | 1002324558 | KRMS1 | 10 | CRTE | CRTE | INST | CRTE | NG01
NG.GBU.KRMS1.MA.10FT-307 | 31000188518 | 2510009676 | ROSEMOUNT 3051TG | 1002324560 | KRMS1 | 20 | CRTE | CRTE | INST | CRTE | NG01
NG.GBU.KRMS1.MA.10FT-208 |  | 2510009688 | ROSEMOUNT 3051S | 1002324559 | KRMS1 | 10 | CRTE | CRTE |  |  | NG01
NG.GBU.KRMS1.MA.10FT-208 |  | 2510009688 | ROSEMOUNT 3051S | 1002324560 | KRMS1 | 20 | CRTE | CRTE |  |  | NG01
NG.GBU.KRMS1.MA.10FT-208 | 31000188517 | 2510009688 | ROSEMOUNT 3051S | 1002324559 | KRMS1 | 10 | CRTE | CRTE | INST | CRTE | NG01
NG.GBU.KRMS1.MA.10FT-208 | 31000188517 | 2510009688 | ROSEMOUNT 3051S | 1002324560 | KRMS1 | 20 | CRTE | CRTE | INST | CRTE | NG01
NG.GBU.KRMS1.MA.10FT-207 | 31000188516 | 2510009676 | ROSEMOUNT 3051TG | 1002324558 | KRMS1 | 10 | CRTE | CRTE | INST | CRTE | NG01
NG.GBU.KRMS1.MA.10FT-207 | 31000188516 | 2510009676 | ROSEMOUNT 3051TG | 1002324560 | KRMS1 | 20 | CRTE | CRTE | INST | CRTE | NG01
NG.GBU.KRMS1.MA.10FT-108 |  | 2510009688 | ROSEMOUNT 3051S | 1002324559 | KRMS1 | 10 | CRTE | CRTE |  |  | NG01
NG.GBU.KRMS1.MA.10FT-108 |  | 2510009688 | ROSEMOUNT 3051S | 1002324560 | KRMS1 | 20 | CRTE | CRTE |  |  | NG01
NG.GBU.KRMS1.MA.10FT-108 | 31000188515 | 2510009688 | ROSEMOUNT 3051S | 1002324559 | KRMS1 | 10 | CRTE | CRTE | INST | CRTE | NG01
NG.GBU.KRMS1.MA.10FT-108 | 31000188515 | 2510009688 | ROSEMOUNT 3051S | 1002324560 | KRMS1 | 20 | CRTE | CRTE | INST | CRTE | NG01
NG.GBU.KRMS1.MA.10FT-107 | 31000188514 | 2510009676 | ROSEMOUNT 3051TG | 1002324558 | KRMS1 | 10 | CRTE | CRTE | INST | CRTE | NG01
NG.GBU.KRMS1.MA.10FT-107 | 31000188514 | 2510009676 | ROSEMOUNT 3051TG | 1002324560 | KRMS1 | 20 | CRTE | CRTE | INST | CRTE | NG01
NG.GBU.GBRS1.MA.10FT-417 |  | 2510009688 | ROSEMOUNT 3051S | 1002324559 | GBRS1 | 10 | CRTE | CRTE |  |  | NG01
NG.GBU.GBRS1.MA.10FT-417 |  | 2510009688 | ROSEMOUNT 3051S | 1002324560 | GBRS1 | 20 | CRTE | CRTE |  |  | NG01
NG.GBU.GBRS1.MA.10FT-416 |  | 2510009676 | ROSEMOUNT 3051TG | 1002324558 | GBRS1 | 10 | CRTE | CRTE |  |  | NG01
NG.GBU.GBRS1.MA.10FT-416 |  | 2510009676 | ROSEMOUNT 3051TG | 1002324560 | GBRS1 | 20 | CRTE | CRTE |  |  | NG01
NG.GBU.GBRS1.MA.10FT-317 |  | 2510009688 | ROSEMOUNT 3051S | 1002324559 | GBRS1 | 10 | CRTE | CRTE |  |  | NG01
NG.GBU.GBRS1.MA.10FT-317 |  | 2510009688 | ROSEMOUNT 3051S | 1002324560 | GBRS1 | 20 | CRTE | CRTE |  |  | NG01
NG.GBU.GBRS1.MA.10FT-316 |  | 2510009676 | ROSEMOUNT 3051TG | 1002324558 | GBRS1 | 10 | CRTE | CRTE |  |  | NG01
NG.GBU.GBRS1.MA.10FT-316 |  | 2510009676 | ROSEMOUNT 3051TG | 1002324560 | GBRS1 | 20 | CRTE | CRTE |  |  | NG01
NG.GBU.GBRS1.MA.10FT-217 |  | 2510009688 | ROSEMOUNT 3051S | 1002324559 | GBRS1 | 10 | CRTE | CRTE |  |  | NG01
NG.GBU.GBRS1.MA.10FT-217 |  | 2510009688 | ROSEMOUNT 3051S | 1002324560 | GBRS1 | 20 | CRTE | CRTE |  |  | NG01
NG.GBU.GBRS1.MA.10FT-216 |  | 2510009676 | ROSEMOUNT 3051TG | 1002324558 | GBRS1 | 10 | CRTE | CRTE |  |  | NG01
NG.GBU.GBRS1.MA.10FT-216 |  | 2510009676 | ROSEMOUNT 3051TG | 1002324560 | GBRS1 | 20 | CRTE | CRTE |  |  | NG01
NG.GBU.GBRS1.MA.10FT-117 |  | 2510009688 | ROSEMOUNT 3051S | 1002324559 | GBRS1 | 10 | CRTE | CRTE |  |  | NG01
NG.GBU.GBRS1.MA.10FT-117 |  | 2510009688 | ROSEMOUNT 3051S | 1002324560 | GBRS1 | 20 | CRTE | CRTE |  |  | NG01
NG.GBU.GBRS1.MA.10FT-116 |  | 2510009676 | ROSEMOUNT 3051TG | 1002324558 | GBRS1 | 10 | CRTE | CRTE |  |  | NG01
NG.GBU.GBRS1.MA.10FT-116 |  | 2510009676 | ROSEMOUNT 3051TG | 1002324560 | GBRS1 | 20 | CRTE | CRTE |  |  | NG01
NG.GBU.GBRG1.OX.55QI-201 | 31000188678 | 2510007687 | AGAR OW202 WATER CUT METER | 1000032810 | GBRG1 | 120 | CRTE | CRTE | INST | CRTE | NG01
NG.GBU.GBRG1.OX.55QI-201 | 31000188678 | 2510007687 | AGAR OW202 WATER CUT METER | 1000032814 | GBRG1 | 100 | CRTE | CRTE | INST | CRTE | NG01
NG.GBU.GBRG1.OX.55QI-201 | 31000188678 | 2510007687 | AGAR OW202 WATER CUT METER | 1001186665 | GBRG1 | 10 | CRTE | CRTE | INST | CRTE | NG01
NG.GBU.GBRG1.OX.55QI-201 | 31000188678 | 2510007687 | AGAR OW202 WATER CUT METER | 1001186666 | GBRG1 | 80 | CRTE | CRTE | INST | CRTE | NG01
NG.GBU.GBRG1.OX.55QI-201 | 31000188678 | 2510007687 | AGAR OW202 WATER CUT METER | 1001186667 | GBRG1 | 20 | CRTE | CRTE | INST | CRTE | NG01
NG.GBU.GBRG1.OX.55QI-201 | 31000188678 | 2510007687 | AGAR OW202 WATER CUT METER | 1001186669 | GBRG1 | 190 | CRTE | CRTE | INST | CRTE | NG01
NG.GBU.GBRG1.OX.55QI-201 | 31000188678 | 2510007687 | AGAR OW202 WATER CUT METER | 1001186670 | GBRG1 | 150 | CRTE | CRTE | INST | CRTE | NG01
NG.GBU.GBRG1.OX.55QI-201 | 31000188678 | 2510007687 | AGAR OW202 WATER CUT METER | 1001186671 | GBRG1 | 160 | CRTE | CRTE | INST | CRTE | NG01
NG.GBU.GBRG1.OX.55QI-201 | 31000188678 | 2510007687 | AGAR OW202 WATER CUT METER | 1001186682 | GBRG1 | 180 | CRTE | CRTE | INST | CRTE | NG01
NG.GBU.GBRG1.OX.55QI-201 | 31000188678 | 2510007687 | AGAR OW202 WATER CUT METER | 1001186683 | GBRG1 | 50 | CRTE | CRTE | INST | CRTE | NG01
NG.GBU.GBRG1.OX.55QI-201 | 31000188678 | 2510007687 | AGAR OW202 WATER CUT METER | 1001186684 | GBRG1 | 170 | CRTE | CRTE | INST | CRTE | NG01
NG.GBU.GBRG1.OX.55QI-201 | 31000188678 | 2510007687 | AGAR OW202 WATER CUT METER | 1001186685 | GBRG1 | 60 | CRTE | CRTE | INST | CRTE | NG01
NG.GBU.GBRG1.OX.55QI-201 | 31000188678 | 2510007687 | AGAR OW202 WATER CUT METER | 1001186688 | GBRG1 | 70 | CRTE | CRTE | INST | CRTE | NG01
NG.GBU.GBRG1.OX.55QI-201 | 31000188678 | 2510007687 | AGAR OW202 WATER CUT METER | 1001189969 | GBRG1 | 140 | CRTE | CRTE | INST | CRTE | NG01
NG.GBU.GBRG1.OX.55QI-201 | 31000188678 | 2510007687 | AGAR OW202 WATER CUT METER | 1001189970 | GBRG1 | 30 | CRTE | CRTE | INST | CRTE | NG01
NG.GBU.GBRG1.OX.55QI-201 | 31000188678 | 2510007687 | AGAR OW202 WATER CUT METER | 1001189983 | GBRG1 | 40 | CRTE | CRTE | INST | CRTE | NG01
NG.GBU.GBRG1.OX.55QI-201 | 31000188678 | 2510007687 | AGAR OW202 WATER CUT METER | 1001189984 | GBRG1 | 90 | CRTE | CRTE | INST | CRTE | NG01
NG.GBU.GBRG1.OX.55QI-201 | 31000188678 | 2510007687 | AGAR OW202 WATER CUT METER | 1001189985 | GBRG1 | 110 | CRTE | CRTE | INST | CRTE | NG01
NG.GBU.GBRG1.OX.55QI-201 | 31000188678 | 2510007687 | AGAR OW202 WATER CUT METER | 1001190515 | GBRG1 | 130 | CRTE | CRTE | INST | CRTE | NG01
NG.GBU.GBRG1.MS.A-4502B | 31000147300 | 2510005209 | KROHNE OIL & GAS,PACKAGE UNIT | 1000064500 | GBRG1 | 40 | CRTE | CRTE | INST | APPR | NG01
NG.GBU.GBRG1.MS.A-4502B | 31000147300 | 2510005209 | KROHNE OIL & GAS,PACKAGE UNIT | 1000064509 | GBRG1 | 30 | CRTE | CRTE | INST | APPR | NG01
NG.GBU.GBRG1.MS.A-4502B | 31000147300 | 2510005209 | KROHNE OIL & GAS,PACKAGE UNIT | 1000064511 | GBRG1 | 50 | CRTE | CRTE | INST | APPR | NG01
NG.GBU.GBRG1.MS.A-4502B | 31000147300 | 2510005209 | KROHNE OIL & GAS,PACKAGE UNIT | 1000064512 | GBRG1 | 60 | CRTE | CRTE | INST | APPR | NG01
NG.GBU.GBRG1.MS.A-4502B | 31000147300 | 2510005209 | KROHNE OIL & GAS,PACKAGE UNIT | 1000069786 | GBRG1 | 20 | CRTE | CRTE | INST | APPR | NG01
NG.GBU.GBRG1.MS.A-4502A | 31000147299 | 2510005208 | KROHNE OIL & GAS,PACKAGE UNIT | 1000064500 | GBRG1 | 30 | CRTE | CRTE | INST | APPR | NG01
NG.GBU.GBRG1.MS.A-4502A | 31000147299 | 2510005208 | KROHNE OIL & GAS,PACKAGE UNIT | 1000064509 | GBRG1 | 40 | CRTE | CRTE | INST | APPR | NG01
NG.GBU.GBRG1.MS.A-4502A | 31000147299 | 2510005208 | KROHNE OIL & GAS,PACKAGE UNIT | 1000064511 | GBRG1 | 60 | CRTE | CRTE | INST | APPR | NG01
NG.GBU.GBRG1.MS.A-4502A | 31000147299 | 2510005208 | KROHNE OIL & GAS,PACKAGE UNIT | 1000064512 | GBRG1 | 20 | CRTE | CRTE | INST | APPR | NG01
NG.GBU.GBRG1.MS.A-4502A | 31000147299 | 2510005208 | KROHNE OIL & GAS,PACKAGE UNIT | 1000069786 | GBRG1 | 50 | CRTE | CRTE | INST | APPR | NG01
NG.GBU.GBRG1.MS.4A-4501 | 31000147298 | 2510005207 | KROHNE OIL & GAS,070015.01,PACKAGE UNIT | 1000063369 | GBRG1 | 80 | CRTE | CRTE | INST | APPR | NG01
NG.GBU.GBRG1.MS.4A-4501 | 31000147298 | 2510005207 | KROHNE OIL & GAS,070015.01,PACKAGE UNIT | 1000063385 | GBRG1 | 20 | CRTE | CRTE | INST | APPR | NG01
NG.GBU.GBRG1.MS.4A-4501 | 31000147298 | 2510005207 | KROHNE OIL & GAS,070015.01,PACKAGE UNIT | 1000063386 | GBRG1 | 30 | CRTE | CRTE | INST | APPR | NG01
NG.GBU.GBRG1.MS.4A-4501 | 31000147298 | 2510005207 | KROHNE OIL & GAS,070015.01,PACKAGE UNIT | 1000063394 | GBRG1 | 40 | CRTE | CRTE | INST | APPR | NG01
NG.GBU.GBRG1.MS.4A-4501 | 31000147298 | 2510005207 | KROHNE OIL & GAS,070015.01,PACKAGE UNIT | 1000063407 | GBRG1 | 60 | CRTE | CRTE | INST | APPR | NG01
NG.GBU.GBRG1.MS.4A-4501 | 31000147298 | 2510005207 | KROHNE OIL & GAS,070015.01,PACKAGE UNIT | 1000069389 | GBRG1 | 90 | CRTE | CRTE | INST | APPR | NG01
NG.GBU.GBRG1.MS.4A-4501 | 31000147298 | 2510005207 | KROHNE OIL & GAS,070015.01,PACKAGE UNIT | 1000104340 | GBRG1 | 100 | CRTE | CRTE | INST | APPR | NG01
NG.GBU.GBRG1.MS.4A-4501 | 31000147298 | 2510005207 | KROHNE OIL & GAS,070015.01,PACKAGE UNIT | 1000104673 | GBRG1 | 50 | CRTE | CRTE | INST | APPR | NG01
NG.GBU.GBRG1.MS.4A-4501 | 31000147298 | 2510005207 | KROHNE OIL & GAS,070015.01,PACKAGE UNIT | 1000721553 | GBRG1 | 70 | CRTE | CRTE | INST | APPR | NG01
NG.GBU.GBRG1.MS.45QT-002 |  | 2510005317 | SIEMENS GC SPARES | 1000433307 | GBRG1 | 20 | CRTE | CRTE |  |  | NG01
NG.GBU.GBRG1.MS.45QT-002 |  | 2510005317 | SIEMENS GC SPARES | 1000524503 | GBRG1 | 50 | CRTE | CRTE |  |  | NG01
NG.GBU.GBRG1.MS.45QT-002 |  | 2510005317 | SIEMENS GC SPARES | 1000587382 | GBRG1 | 30 | CRTE | CRTE |  |  | NG01
NG.GBU.GBRG1.MS.45QT-002 |  | 2510005317 | SIEMENS GC SPARES | 1000608292 | GBRG1 | 40 | CRTE | CRTE |  |  | NG01
NG.GBU.GBRG1.MS.45QT-002 |  | 2510005317 | SIEMENS GC SPARES | 1001149863 | GBRG1 | 60 | CRTE | CRTE |  |  | NG01
NG.GBU.GBRG1.MS.45QT-001 |  | 2510005317 | SIEMENS GC SPARES | 1000433307 | GBRG1 | 20 | CRTE | CRTE |  |  | NG01
NG.GBU.GBRG1.MS.45QT-001 |  | 2510005317 | SIEMENS GC SPARES | 1000524503 | GBRG1 | 50 | CRTE | CRTE |  |  | NG01
NG.GBU.GBRG1.MS.45QT-001 |  | 2510005317 | SIEMENS GC SPARES | 1000587382 | GBRG1 | 30 | CRTE | CRTE |  |  | NG01
NG.GBU.GBRG1.MS.45QT-001 |  | 2510005317 | SIEMENS GC SPARES | 1000608292 | GBRG1 | 40 | CRTE | CRTE |  |  | NG01
NG.GBU.GBRG1.MS.45QT-001 |  | 2510005317 | SIEMENS GC SPARES | 1001149863 | GBRG1 | 60 | CRTE | CRTE |  |  | NG01
NG.GBU.GBRG1.MS.2A-4501 | 31000147297 | 2510005206 | KROHNE OIL & GAS,070015.01,PACKAGE UNIT | 1000063369 | GBRG1 | 100 | CRTE | CRTE | INST | APPR | NG01
NG.GBU.GBRG1.MS.2A-4501 | 31000147297 | 2510005206 | KROHNE OIL & GAS,070015.01,PACKAGE UNIT | 1000063385 | GBRG1 | 50 | CRTE | CRTE | INST | APPR | NG01
NG.GBU.GBRG1.MS.2A-4501 | 31000147297 | 2510005206 | KROHNE OIL & GAS,070015.01,PACKAGE UNIT | 1000063386 | GBRG1 | 40 | CRTE | CRTE | INST | APPR | NG01
NG.GBU.GBRG1.MS.2A-4501 | 31000147297 | 2510005206 | KROHNE OIL & GAS,070015.01,PACKAGE UNIT | 1000063394 | GBRG1 | 30 | CRTE | CRTE | INST | APPR | NG01
NG.GBU.GBRG1.MS.2A-4501 | 31000147297 | 2510005206 | KROHNE OIL & GAS,070015.01,PACKAGE UNIT | 1000063407 | GBRG1 | 70 | CRTE | CRTE | INST | APPR | NG01
NG.GBU.GBRG1.MS.2A-4501 | 31000147297 | 2510005206 | KROHNE OIL & GAS,070015.01,PACKAGE UNIT | 1000069389 | GBRG1 | 90 | CRTE | CRTE | INST | APPR | NG01
NG.GBU.GBRG1.MS.2A-4501 | 31000147297 | 2510005206 | KROHNE OIL & GAS,070015.01,PACKAGE UNIT | 1000104340 | GBRG1 | 60 | CRTE | CRTE | INST | APPR | NG01
NG.GBU.GBRG1.MS.2A-4501 | 31000147297 | 2510005206 | KROHNE OIL & GAS,070015.01,PACKAGE UNIT | 1000104673 | GBRG1 | 20 | CRTE | CRTE | INST | APPR | NG01
NG.GBU.GBRG1.MS.2A-4501 | 31000147297 | 2510005206 | KROHNE OIL & GAS,070015.01,PACKAGE UNIT | 1000721553 | GBRG1 | 80 | CRTE | CRTE | INST | APPR | NG01
NG.GBU.GBRG1.MS.1A-4501 | 31000147296 | 2510005205 | KROHNE OIL & GAS,070015.01,PACKAGE UNIT | 1000063369 | GBRG1 | 30 | CRTE | CRTE | INST | APPR | NG01
NG.GBU.GBRG1.MS.1A-4501 | 31000147296 | 2510005205 | KROHNE OIL & GAS,070015.01,PACKAGE UNIT | 1000063385 | GBRG1 | 80 | CRTE | CRTE | INST | APPR | NG01
NG.GBU.GBRG1.MS.1A-4501 | 31000147296 | 2510005205 | KROHNE OIL & GAS,070015.01,PACKAGE UNIT | 1000063386 | GBRG1 | 90 | CRTE | CRTE | INST | APPR | NG01
NG.GBU.GBRG1.MS.1A-4501 | 31000147296 | 2510005205 | KROHNE OIL & GAS,070015.01,PACKAGE UNIT | 1000063394 | GBRG1 | 100 | CRTE | CRTE | INST | APPR | NG01
NG.GBU.GBRG1.MS.1A-4501 | 31000147296 | 2510005205 | KROHNE OIL & GAS,070015.01,PACKAGE UNIT | 1000063407 | GBRG1 | 60 | CRTE | CRTE | INST | APPR | NG01
NG.GBU.GBRG1.MS.1A-4501 | 31000147296 | 2510005205 | KROHNE OIL & GAS,070015.01,PACKAGE UNIT | 1000069389 | GBRG1 | 40 | CRTE | CRTE | INST | APPR | NG01
NG.GBU.GBRG1.MS.1A-4501 | 31000147296 | 2510005205 | KROHNE OIL & GAS,070015.01,PACKAGE UNIT | 1000104340 | GBRG1 | 70 | CRTE | CRTE | INST | APPR | NG01
NG.GBU.GBRG1.MS.1A-4501 | 31000147296 | 2510005205 | KROHNE OIL & GAS,070015.01,PACKAGE UNIT | 1000104673 | GBRG1 | 20 | CRTE | CRTE | INST | APPR | NG01
NG.GBU.GBRG1.MS.1A-4501 | 31000147296 | 2510005205 | KROHNE OIL & GAS,070015.01,PACKAGE UNIT | 1000721553 | GBRG1 | 50 | CRTE | CRTE | INST | APPR | NG01
NG.GBU.GBRG1.FG.69FT-001 |  | 2510005314 | ULTRASONIC GAS FLOWMETER | 1001141078 | GBRG1 | 40 | CRTE | CRTE |  |  | NG01
NG.GBU.GBRG1.FG.69FT-001 |  | 2510005314 | ULTRASONIC GAS FLOWMETER | 1001141079 | GBRG1 | 30 | CRTE | CRTE |  |  | NG01
NG.GBU.GBRG1.FG.69FT-001 |  | 2510005314 | ULTRASONIC GAS FLOWMETER | 1001141080 | GBRG1 | 20 | CRTE | CRTE |  |  | NG01
NG.GBU.GBRG1.FG.69FT-001 |  | 2510005314 | ULTRASONIC GAS FLOWMETER | 1001141081 | GBRG1 | 50 | CRTE | CRTE |  |  | NG01
NG.GBRG1.V-5005-50QT-022 | 31000144636 | 2510007687 | AGAR OW202 WATER CUT METER | 1000032810 | GBRG1 | 120 | CRTE | CRTE | INST | APPR | NG01
NG.GBRG1.V-5005-50QT-022 | 31000144636 | 2510007687 | AGAR OW202 WATER CUT METER | 1000032814 | GBRG1 | 100 | CRTE | CRTE | INST | APPR | NG01
NG.GBRG1.V-5005-50QT-022 | 31000144636 | 2510007687 | AGAR OW202 WATER CUT METER | 1001186665 | GBRG1 | 10 | CRTE | CRTE | INST | APPR | NG01
NG.GBRG1.V-5005-50QT-022 | 31000144636 | 2510007687 | AGAR OW202 WATER CUT METER | 1001186666 | GBRG1 | 80 | CRTE | CRTE | INST | APPR | NG01
NG.GBRG1.V-5005-50QT-022 | 31000144636 | 2510007687 | AGAR OW202 WATER CUT METER | 1001186667 | GBRG1 | 20 | CRTE | CRTE | INST | APPR | NG01
NG.GBRG1.V-5005-50QT-022 | 31000144636 | 2510007687 | AGAR OW202 WATER CUT METER | 1001186669 | GBRG1 | 190 | CRTE | CRTE | INST | APPR | NG01
NG.GBRG1.V-5005-50QT-022 | 31000144636 | 2510007687 | AGAR OW202 WATER CUT METER | 1001186670 | GBRG1 | 150 | CRTE | CRTE | INST | APPR | NG01
NG.GBRG1.V-5005-50QT-022 | 31000144636 | 2510007687 | AGAR OW202 WATER CUT METER | 1001186671 | GBRG1 | 160 | CRTE | CRTE | INST | APPR | NG01
NG.GBRG1.V-5005-50QT-022 | 31000144636 | 2510007687 | AGAR OW202 WATER CUT METER | 1001186682 | GBRG1 | 180 | CRTE | CRTE | INST | APPR | NG01
NG.GBRG1.V-5005-50QT-022 | 31000144636 | 2510007687 | AGAR OW202 WATER CUT METER | 1001186683 | GBRG1 | 50 | CRTE | CRTE | INST | APPR | NG01
NG.GBRG1.V-5005-50QT-022 | 31000144636 | 2510007687 | AGAR OW202 WATER CUT METER | 1001186684 | GBRG1 | 170 | CRTE | CRTE | INST | APPR | NG01
NG.GBRG1.V-5005-50QT-022 | 31000144636 | 2510007687 | AGAR OW202 WATER CUT METER | 1001186685 | GBRG1 | 60 | CRTE | CRTE | INST | APPR | NG01
NG.GBRG1.V-5005-50QT-022 | 31000144636 | 2510007687 | AGAR OW202 WATER CUT METER | 1001186688 | GBRG1 | 70 | CRTE | CRTE | INST | APPR | NG01
NG.GBRG1.V-5005-50QT-022 | 31000144636 | 2510007687 | AGAR OW202 WATER CUT METER | 1001189969 | GBRG1 | 140 | CRTE | CRTE | INST | APPR | NG01
NG.GBRG1.V-5005-50QT-022 | 31000144636 | 2510007687 | AGAR OW202 WATER CUT METER | 1001189970 | GBRG1 | 30 | CRTE | CRTE | INST | APPR | NG01
NG.GBRG1.V-5005-50QT-022 | 31000144636 | 2510007687 | AGAR OW202 WATER CUT METER | 1001189983 | GBRG1 | 40 | CRTE | CRTE | INST | APPR | NG01
NG.GBRG1.V-5005-50QT-022 | 31000144636 | 2510007687 | AGAR OW202 WATER CUT METER | 1001189984 | GBRG1 | 90 | CRTE | CRTE | INST | APPR | NG01
NG.GBRG1.V-5005-50QT-022 | 31000144636 | 2510007687 | AGAR OW202 WATER CUT METER | 1001189985 | GBRG1 | 110 | CRTE | CRTE | INST | APPR | NG01
NG.GBRG1.V-5005-50QT-022 | 31000144636 | 2510007687 | AGAR OW202 WATER CUT METER | 1001190515 | GBRG1 | 130 | CRTE | CRTE | INST | APPR | NG01
NG.GBRG1.V-5005-50FT-022 | 31000146022 | 2510009332 | KROHNE,UFM 3030 K,FLOW TRANSMITTER | 1000866336 | GBRG1 | 10 | CRTE | CRTE | INST | APPR | NG01
NG.GBRG1.V-5005-50FT-022 | 31000146022 | 2510009332 | KROHNE,UFM 3030 K,FLOW TRANSMITTER | 1000970262 | GBRG1 | 20 | CRTE | CRTE | INST | APPR | NG01
NG.GBRG1.V-5005-50FT-022 | 31000146022 | 2510009332 | KROHNE,UFM 3030 K,FLOW TRANSMITTER | 1001087105 | GBRG1 | 30 | CRTE | CRTE | INST | APPR | NG01
NG.GBRG1.V-5005-50FT-021 | 31000146021 | 2510004899 | ELSTER INSTROMET,Q SONIC 3C,FLOW TRANSMI | 1001141078 | GBRG1 | 30 | CRTE | CRTE | INST | APPR | NG01
NG.GBRG1.V-5005-50FT-021 | 31000146021 | 2510004899 | ELSTER INSTROMET,Q SONIC 3C,FLOW TRANSMI | 1001141080 | GBRG1 | 50 | CRTE | CRTE | INST | APPR | NG01
NG.GBRG1.V-5005-50FT-021 | 31000146021 | 2510004899 | ELSTER INSTROMET,Q SONIC 3C,FLOW TRANSMI | 1001141081 | GBRG1 | 20 | CRTE | CRTE | INST | APPR | NG01
NG.GBRG1.V-5005-50FT-021 | 31000146021 | 2510004899 | ELSTER INSTROMET,Q SONIC 3C,FLOW TRANSMI | 1001141079 | GBRG1 | 40 | CRTE | CRTE | INST | APPR | NG01
NG.GBRG1.V-5004-50QT-018 | 31000144635 | 2510007687 | AGAR OW202 WATER CUT METER | 1000032810 | GBRG1 | 120 | CRTE | CRTE | INST | APPR | NG01
NG.GBRG1.V-5004-50QT-018 | 31000144635 | 2510007687 | AGAR OW202 WATER CUT METER | 1000032814 | GBRG1 | 100 | CRTE | CRTE | INST | APPR | NG01
NG.GBRG1.V-5004-50QT-018 | 31000144635 | 2510007687 | AGAR OW202 WATER CUT METER | 1001186665 | GBRG1 | 10 | CRTE | CRTE | INST | APPR | NG01
NG.GBRG1.V-5004-50QT-018 | 31000144635 | 2510007687 | AGAR OW202 WATER CUT METER | 1001186666 | GBRG1 | 80 | CRTE | CRTE | INST | APPR | NG01
NG.GBRG1.V-5004-50QT-018 | 31000144635 | 2510007687 | AGAR OW202 WATER CUT METER | 1001186667 | GBRG1 | 20 | CRTE | CRTE | INST | APPR | NG01
NG.GBRG1.V-5004-50QT-018 | 31000144635 | 2510007687 | AGAR OW202 WATER CUT METER | 1001186669 | GBRG1 | 190 | CRTE | CRTE | INST | APPR | NG01
NG.GBRG1.V-5004-50QT-018 | 31000144635 | 2510007687 | AGAR OW202 WATER CUT METER | 1001186670 | GBRG1 | 150 | CRTE | CRTE | INST | APPR | NG01
NG.GBRG1.V-5004-50QT-018 | 31000144635 | 2510007687 | AGAR OW202 WATER CUT METER | 1001186671 | GBRG1 | 160 | CRTE | CRTE | INST | APPR | NG01
NG.GBRG1.V-5004-50QT-018 | 31000144635 | 2510007687 | AGAR OW202 WATER CUT METER | 1001186682 | GBRG1 | 180 | CRTE | CRTE | INST | APPR | NG01
NG.GBRG1.V-5004-50QT-018 | 31000144635 | 2510007687 | AGAR OW202 WATER CUT METER | 1001186683 | GBRG1 | 50 | CRTE | CRTE | INST | APPR | NG01
NG.GBRG1.V-5004-50QT-018 | 31000144635 | 2510007687 | AGAR OW202 WATER CUT METER | 1001186684 | GBRG1 | 170 | CRTE | CRTE | INST | APPR | NG01
NG.GBRG1.V-5004-50QT-018 | 31000144635 | 2510007687 | AGAR OW202 WATER CUT METER | 1001186685 | GBRG1 | 60 | CRTE | CRTE | INST | APPR | NG01
NG.GBRG1.V-5004-50QT-018 | 31000144635 | 2510007687 | AGAR OW202 WATER CUT METER | 1001186688 | GBRG1 | 70 | CRTE | CRTE | INST | APPR | NG01
NG.GBRG1.V-5004-50QT-018 | 31000144635 | 2510007687 | AGAR OW202 WATER CUT METER | 1001189969 | GBRG1 | 140 | CRTE | CRTE | INST | APPR | NG01
NG.GBRG1.V-5004-50QT-018 | 31000144635 | 2510007687 | AGAR OW202 WATER CUT METER | 1001189970 | GBRG1 | 30 | CRTE | CRTE | INST | APPR | NG01
NG.GBRG1.V-5004-50QT-018 | 31000144635 | 2510007687 | AGAR OW202 WATER CUT METER | 1001189983 | GBRG1 | 40 | CRTE | CRTE | INST | APPR | NG01
NG.GBRG1.V-5004-50QT-018 | 31000144635 | 2510007687 | AGAR OW202 WATER CUT METER | 1001189984 | GBRG1 | 90 | CRTE | CRTE | INST | APPR | NG01
NG.GBRG1.V-5004-50QT-018 | 31000144635 | 2510007687 | AGAR OW202 WATER CUT METER | 1001189985 | GBRG1 | 110 | CRTE | CRTE | INST | APPR | NG01
NG.GBRG1.V-5004-50QT-018 | 31000144635 | 2510007687 | AGAR OW202 WATER CUT METER | 1001190515 | GBRG1 | 130 | CRTE | CRTE | INST | APPR | NG01
NG.GBRG1.V-5004-50FT-018 | 31000146020 | 2510009332 | KROHNE,UFM 3030 K,FLOW TRANSMITTER | 1000866336 | GBRG1 | 10 | CRTE | CRTE | INST | APPR | NG01
NG.GBRG1.V-5004-50FT-018 | 31000146020 | 2510009332 | KROHNE,UFM 3030 K,FLOW TRANSMITTER | 1000970262 | GBRG1 | 20 | CRTE | CRTE | INST | APPR | NG01
NG.GBRG1.V-5004-50FT-018 | 31000146020 | 2510009332 | KROHNE,UFM 3030 K,FLOW TRANSMITTER | 1001087105 | GBRG1 | 30 | CRTE | CRTE | INST | APPR | NG01
NG.GBRG1.V-5004-50FT-010 | 31000146019 | 2510004898 | ELSTER INSTROMET,Q SONIC 3C,FLOW TRANSMI | 1001141078 | GBRG1 | 30 | CRTE | CRTE | INST | APPR | NG01
NG.GBRG1.V-5004-50FT-010 | 31000146019 | 2510004898 | ELSTER INSTROMET,Q SONIC 3C,FLOW TRANSMI | 1001141080 | GBRG1 | 50 | CRTE | CRTE | INST | APPR | NG01
NG.GBRG1.V-5004-50FT-010 | 31000146019 | 2510004898 | ELSTER INSTROMET,Q SONIC 3C,FLOW TRANSMI | 1001141081 | GBRG1 | 20 | CRTE | CRTE | INST | APPR | NG01
NG.GBRG1.V-5004-50FT-010 | 31000146019 | 2510004898 | ELSTER INSTROMET,Q SONIC 3C,FLOW TRANSMI | 1001141079 | GBRG1 | 40 | CRTE | CRTE | INST | APPR | NG01
NG.GBRG1.V-5001-50FT-017 | 31000146018 | 2510009332 | KROHNE,UFM 3030 K,FLOW TRANSMITTER | 1000866336 | GBRG1 | 10 | CRTE | CRTE | INST | APPR | NG01
NG.GBRG1.V-5001-50FT-017 | 31000146018 | 2510009332 | KROHNE,UFM 3030 K,FLOW TRANSMITTER | 1000970262 | GBRG1 | 20 | CRTE | CRTE | INST | APPR | NG01
NG.GBRG1.V-5001-50FT-017 | 31000146018 | 2510009332 | KROHNE,UFM 3030 K,FLOW TRANSMITTER | 1001087105 | GBRG1 | 30 | CRTE | CRTE | INST | APPR | NG01
NG.GBRG1.V-5001-50FT-006 | 31000146017 | 2510004897 | ELSTER INSTROMET,Q SONIC 3C,FLOW TRANSMI | 1001141078 | GBRG1 | 30 | CRTE | CRTE | INST | APPR | NG01
NG.GBRG1.V-5001-50FT-006 | 31000146017 | 2510004897 | ELSTER INSTROMET,Q SONIC 3C,FLOW TRANSMI | 1001141080 | GBRG1 | 50 | CRTE | CRTE | INST | APPR | NG01
NG.GBRG1.V-5001-50FT-006 | 31000146017 | 2510004897 | ELSTER INSTROMET,Q SONIC 3C,FLOW TRANSMI | 1001141081 | GBRG1 | 40 | CRTE | CRTE | INST | APPR | NG01
NG.GBRG1.V-5001-50FT-006 | 31000146017 | 2510004897 | ELSTER INSTROMET,Q SONIC 3C,FLOW TRANSMI | 1001141079 | GBRG1 | 20 | CRTE | CRTE | INST | APPR | NG01
NG.GBRG1.V-1106-11FT-602B | 31000146016 | 2510004896 | EMERSON ,CMF300H,FLOW TRANSMITTER | 1001141076 | GBRG1 | 20 | CRTE | CRTE | INST | APPR | NG01
NG.GBRG1.V-1106-11FT-602A | 31000146015 | 2510004895 | EMERSON ,CMF300H,FLOW TRANSMITTER | 1001141076 | GBRG1 | 20 | CRTE | CRTE | INST | APPR | NG01
NG.GBRG1.V-1104-11FT-402 | 31000146013 | 2510004894 | EMERSON ,CMF300H,FLOW TRANSMITTER | 1001141076 | GBRG1 | 20 | CRTE | CRTE | INST | APPR | NG01
NG.GBRG1.V-1104-11FT-401 | 31000146012 | 2510009337 | YOKOGAWA,EJX110A,FLOW TRANSMITTER | 1000257028 | GBRG1 | 490 | CRTE | CRTE | INST | APPR | NG01
NG.GBRG1.V-1104-11FT-401 | 31000146012 | 2510009337 | YOKOGAWA,EJX110A,FLOW TRANSMITTER | 1000331022 | GBRG1 | 740 | CRTE | CRTE | INST | APPR | NG01
NG.GBRG1.V-1104-11FT-401 | 31000146012 | 2510009337 | YOKOGAWA,EJX110A,FLOW TRANSMITTER | 1000366092 | GBRG1 | 390 | CRTE | CRTE | INST | APPR | NG01
NG.GBRG1.V-1104-11FT-401 | 31000146012 | 2510009337 | YOKOGAWA,EJX110A,FLOW TRANSMITTER | 1000369428 | GBRG1 | 40 | CRTE | CRTE | INST | APPR | NG01
NG.GBRG1.V-1104-11FT-401 | 31000146012 | 2510009337 | YOKOGAWA,EJX110A,FLOW TRANSMITTER | 1000409010 | GBRG1 | 50 | CRTE | CRTE | INST | APPR | NG01
NG.GBRG1.V-1104-11FT-401 | 31000146012 | 2510009337 | YOKOGAWA,EJX110A,FLOW TRANSMITTER | 1000449173 | GBRG1 | 580 | CRTE | CRTE | INST | APPR | NG01
NG.GBRG1.V-1104-11FT-401 | 31000146012 | 2510009337 | YOKOGAWA,EJX110A,FLOW TRANSMITTER | 1000836707 | GBRG1 | 780 | CRTE | CRTE | INST | APPR | NG01
NG.GBRG1.V-1104-11FT-401 | 31000146012 | 2510009337 | YOKOGAWA,EJX110A,FLOW TRANSMITTER | 1000997851 | GBRG1 | 10 | CRTE | CRTE | INST | APPR | NG01
NG.GBRG1.V-1104-11FT-401 | 31000146012 | 2510009337 | YOKOGAWA,EJX110A,FLOW TRANSMITTER | 1000997852 | GBRG1 | 30 | CRTE | CRTE | INST | APPR | NG01
NG.GBRG1.V-1104-11FT-401 | 31000146012 | 2510009337 | YOKOGAWA,EJX110A,FLOW TRANSMITTER | 1001202480 | GBRG1 | 970 | CRTE | CRTE | INST | APPR | NG01
NG.GBRG1.V-1104-11FT-401 | 31000146012 | 2510009337 | YOKOGAWA,EJX110A,FLOW TRANSMITTER | 1001251041 | GBRG1 | 920 | CRTE | CRTE | INST | APPR | NG01
NG.GBRG1.V-1104-11FT-401 | 31000146012 | 2510009337 | YOKOGAWA,EJX110A,FLOW TRANSMITTER | 1001252262 | GBRG1 | 900 | CRTE | CRTE | INST | APPR | NG01
NG.GBRG1.V-1104-11FT-401 | 31000146012 | 2510009337 | YOKOGAWA,EJX110A,FLOW TRANSMITTER | 1002282504 | GBRG1 | 1070 | CRTE | CRTE | INST | APPR | NG01
NG.GBRG1.V-1104-11FT-401 | 31000146012 | 2510009337 | YOKOGAWA,EJX110A,FLOW TRANSMITTER | 1002282608 | GBRG1 | 1060 | CRTE | CRTE | INST | APPR | NG01
NG.GBRG1.V-1104-11FT-401 | 31000146012 | 2510009337 | YOKOGAWA,EJX110A,FLOW TRANSMITTER | 1002282625 | GBRG1 | 20 | CRTE | CRTE | INST | APPR | NG01
NG.GBRG1.V-1104-11FT-401 | 31000146012 | 2510009337 | YOKOGAWA,EJX110A,FLOW TRANSMITTER | 1002282626 | GBRG1 | 60 | CRTE | CRTE | INST | APPR | NG01
NG.GBRG1.V-1104-11FT-401 | 31000146012 | 2510009337 | YOKOGAWA,EJX110A,FLOW TRANSMITTER | 1002282627 | GBRG1 | 70 | CRTE | CRTE | INST | APPR | NG01
NG.GBRG1.V-1104-11FT-401 | 31000146012 | 2510009337 | YOKOGAWA,EJX110A,FLOW TRANSMITTER | 1002282628 | GBRG1 | 80 | CRTE | CRTE | INST | APPR | NG01
NG.GBRG1.V-1104-11FT-401 | 31000146012 | 2510009337 | YOKOGAWA,EJX110A,FLOW TRANSMITTER | 1002282629 | GBRG1 | 90 | CRTE | CRTE | INST | APPR | NG01
NG.GBRG1.V-1104-11FT-401 | 31000146012 | 2510009337 | YOKOGAWA,EJX110A,FLOW TRANSMITTER | 1002282630 | GBRG1 | 100 | CRTE | CRTE | INST | APPR | NG01
NG.GBRG1.V-1104-11FT-401 | 31000146012 | 2510009337 | YOKOGAWA,EJX110A,FLOW TRANSMITTER | 1002282631 | GBRG1 | 110 | CRTE | CRTE | INST | APPR | NG01
NG.GBRG1.V-1104-11FT-401 | 31000146012 | 2510009337 | YOKOGAWA,EJX110A,FLOW TRANSMITTER | 1002282632 | GBRG1 | 120 | CRTE | CRTE | INST | APPR | NG01
NG.GBRG1.V-1104-11FT-401 | 31000146012 | 2510009337 | YOKOGAWA,EJX110A,FLOW TRANSMITTER | 1002282633 | GBRG1 | 130 | CRTE | CRTE | INST | APPR | NG01
NG.GBRG1.V-1104-11FT-401 | 31000146012 | 2510009337 | YOKOGAWA,EJX110A,FLOW TRANSMITTER | 1002282634 | GBRG1 | 140 | CRTE | CRTE | INST | APPR | NG01
NG.GBRG1.V-1104-11FT-401 | 31000146012 | 2510009337 | YOKOGAWA,EJX110A,FLOW TRANSMITTER | 1002282635 | GBRG1 | 150 | CRTE | CRTE | INST | APPR | NG01
NG.GBRG1.V-1104-11FT-401 | 31000146012 | 2510009337 | YOKOGAWA,EJX110A,FLOW TRANSMITTER | 1002282636 | GBRG1 | 160 | CRTE | CRTE | INST | APPR | NG01
NG.GBRG1.V-1104-11FT-401 | 31000146012 | 2510009337 | YOKOGAWA,EJX110A,FLOW TRANSMITTER | 1002282637 | GBRG1 | 170 | CRTE | CRTE | INST | APPR | NG01
NG.GBRG1.V-1104-11FT-401 | 31000146012 | 2510009337 | YOKOGAWA,EJX110A,FLOW TRANSMITTER | 1002282638 | GBRG1 | 180 | CRTE | CRTE | INST | APPR | NG01
NG.GBRG1.V-1104-11FT-401 | 31000146012 | 2510009337 | YOKOGAWA,EJX110A,FLOW TRANSMITTER | 1002282639 | GBRG1 | 190 | CRTE | CRTE | INST | APPR | NG01
NG.GBRG1.V-1104-11FT-401 | 31000146012 | 2510009337 | YOKOGAWA,EJX110A,FLOW TRANSMITTER | 1002282640 | GBRG1 | 200 | CRTE | CRTE | INST | APPR | NG01
NG.GBRG1.V-1104-11FT-401 | 31000146012 | 2510009337 | YOKOGAWA,EJX110A,FLOW TRANSMITTER | 1002282641 | GBRG1 | 210 | CRTE | CRTE | INST | APPR | NG01
NG.GBRG1.V-1104-11FT-401 | 31000146012 | 2510009337 | YOKOGAWA,EJX110A,FLOW TRANSMITTER | 1002282642 | GBRG1 | 220 | CRTE | CRTE | INST | APPR | NG01
NG.GBRG1.V-1104-11FT-401 | 31000146012 | 2510009337 | YOKOGAWA,EJX110A,FLOW TRANSMITTER | 1002282678 | GBRG1 | 230 | CRTE | CRTE | INST | APPR | NG01
NG.GBRG1.V-1104-11FT-401 | 31000146012 | 2510009337 | YOKOGAWA,EJX110A,FLOW TRANSMITTER | 1002282679 | GBRG1 | 670 | CRTE | CRTE | INST | APPR | NG01
NG.GBRG1.V-1104-11FT-401 | 31000146012 | 2510009337 | YOKOGAWA,EJX110A,FLOW TRANSMITTER | 1002282680 | GBRG1 | 680 | CRTE | CRTE | INST | APPR | NG01
NG.GBRG1.V-1104-11FT-401 | 31000146012 | 2510009337 | YOKOGAWA,EJX110A,FLOW TRANSMITTER | 1002282681 | GBRG1 | 690 | CRTE | CRTE | INST | APPR | NG01
NG.GBRG1.V-1104-11FT-401 | 31000146012 | 2510009337 | YOKOGAWA,EJX110A,FLOW TRANSMITTER | 1002282682 | GBRG1 | 700 | CRTE | CRTE | INST | APPR | NG01
NG.GBRG1.V-1104-11FT-401 | 31000146012 | 2510009337 | YOKOGAWA,EJX110A,FLOW TRANSMITTER | 1002282683 | GBRG1 | 710 | CRTE | CRTE | INST | APPR | NG01
NG.GBRG1.V-1104-11FT-401 | 31000146012 | 2510009337 | YOKOGAWA,EJX110A,FLOW TRANSMITTER | 1002282684 | GBRG1 | 720 | CRTE | CRTE | INST | APPR | NG01
NG.GBRG1.V-1104-11FT-401 | 31000146012 | 2510009337 | YOKOGAWA,EJX110A,FLOW TRANSMITTER | 1002282685 | GBRG1 | 730 | CRTE | CRTE | INST | APPR | NG01
NG.GBRG1.V-1104-11FT-401 | 31000146012 | 2510009337 | YOKOGAWA,EJX110A,FLOW TRANSMITTER | 1002282686 | GBRG1 | 750 | CRTE | CRTE | INST | APPR | NG01
NG.GBRG1.V-1104-11FT-401 | 31000146012 | 2510009337 | YOKOGAWA,EJX110A,FLOW TRANSMITTER | 1002282687 | GBRG1 | 760 | CRTE | CRTE | INST | APPR | NG01
NG.GBRG1.V-1104-11FT-401 | 31000146012 | 2510009337 | YOKOGAWA,EJX110A,FLOW TRANSMITTER | 1002282688 | GBRG1 | 770 | CRTE | CRTE | INST | APPR | NG01
NG.GBRG1.V-1104-11FT-401 | 31000146012 | 2510009337 | YOKOGAWA,EJX110A,FLOW TRANSMITTER | 1002282689 | GBRG1 | 790 | CRTE | CRTE | INST | APPR | NG01
NG.GBRG1.V-1104-11FT-401 | 31000146012 | 2510009337 | YOKOGAWA,EJX110A,FLOW TRANSMITTER | 1002282690 | GBRG1 | 800 | CRTE | CRTE | INST | APPR | NG01
NG.GBRG1.V-1104-11FT-401 | 31000146012 | 2510009337 | YOKOGAWA,EJX110A,FLOW TRANSMITTER | 1002282691 | GBRG1 | 810 | CRTE | CRTE | INST | APPR | NG01
NG.GBRG1.V-1104-11FT-401 | 31000146012 | 2510009337 | YOKOGAWA,EJX110A,FLOW TRANSMITTER | 1002282692 | GBRG1 | 820 | CRTE | CRTE | INST | APPR | NG01
NG.GBRG1.V-1104-11FT-401 | 31000146012 | 2510009337 | YOKOGAWA,EJX110A,FLOW TRANSMITTER | 1002282693 | GBRG1 | 830 | CRTE | CRTE | INST | APPR | NG01
NG.GBRG1.V-1104-11FT-401 | 31000146012 | 2510009337 | YOKOGAWA,EJX110A,FLOW TRANSMITTER | 1002282694 | GBRG1 | 840 | CRTE | CRTE | INST | APPR | NG01
NG.GBRG1.V-1104-11FT-401 | 31000146012 | 2510009337 | YOKOGAWA,EJX110A,FLOW TRANSMITTER | 1002282695 | GBRG1 | 850 | CRTE | CRTE | INST | APPR | NG01
NG.GBRG1.V-1104-11FT-401 | 31000146012 | 2510009337 | YOKOGAWA,EJX110A,FLOW TRANSMITTER | 1002282696 | GBRG1 | 860 | CRTE | CRTE | INST | APPR | NG01
NG.GBRG1.V-1104-11FT-401 | 31000146012 | 2510009337 | YOKOGAWA,EJX110A,FLOW TRANSMITTER | 1002282697 | GBRG1 | 870 | CRTE | CRTE | INST | APPR | NG01
NG.GBRG1.V-1104-11FT-401 | 31000146012 | 2510009337 | YOKOGAWA,EJX110A,FLOW TRANSMITTER | 1002282698 | GBRG1 | 880 | CRTE | CRTE | INST | APPR | NG01
NG.GBRG1.V-1104-11FT-401 | 31000146012 | 2510009337 | YOKOGAWA,EJX110A,FLOW TRANSMITTER | 1002282699 | GBRG1 | 890 | CRTE | CRTE | INST | APPR | NG01
NG.GBRG1.V-1104-11FT-401 | 31000146012 | 2510009337 | YOKOGAWA,EJX110A,FLOW TRANSMITTER | 1002282700 | GBRG1 | 910 | CRTE | CRTE | INST | APPR | NG01
NG.GBRG1.V-1104-11FT-401 | 31000146012 | 2510009337 | YOKOGAWA,EJX110A,FLOW TRANSMITTER | 1002282701 | GBRG1 | 930 | CRTE | CRTE | INST | APPR | NG01
NG.GBRG1.V-1104-11FT-401 | 31000146012 | 2510009337 | YOKOGAWA,EJX110A,FLOW TRANSMITTER | 1002282702 | GBRG1 | 940 | CRTE | CRTE | INST | APPR | NG01
NG.GBRG1.V-1104-11FT-401 | 31000146012 | 2510009337 | YOKOGAWA,EJX110A,FLOW TRANSMITTER | 1002282703 | GBRG1 | 950 | CRTE | CRTE | INST | APPR | NG01
NG.GBRG1.V-1104-11FT-401 | 31000146012 | 2510009337 | YOKOGAWA,EJX110A,FLOW TRANSMITTER | 1002282704 | GBRG1 | 960 | CRTE | CRTE | INST | APPR | NG01
NG.GBRG1.V-1104-11FT-401 | 31000146012 | 2510009337 | YOKOGAWA,EJX110A,FLOW TRANSMITTER | 1002282705 | GBRG1 | 980 | CRTE | CRTE | INST | APPR | NG01
NG.GBRG1.V-1104-11FT-401 | 31000146012 | 2510009337 | YOKOGAWA,EJX110A,FLOW TRANSMITTER | 1002282706 | GBRG1 | 990 | CRTE | CRTE | INST | APPR | NG01
NG.GBRG1.V-1104-11FT-401 | 31000146012 | 2510009337 | YOKOGAWA,EJX110A,FLOW TRANSMITTER | 1002282707 | GBRG1 | 1000 | CRTE | CRTE | INST | APPR | NG01
NG.GBRG1.V-1104-11FT-401 | 31000146012 | 2510009337 | YOKOGAWA,EJX110A,FLOW TRANSMITTER | 1002282708 | GBRG1 | 1010 | CRTE | CRTE | INST | APPR | NG01
NG.GBRG1.V-1104-11FT-401 | 31000146012 | 2510009337 | YOKOGAWA,EJX110A,FLOW TRANSMITTER | 1002282709 | GBRG1 | 1020 | CRTE | CRTE | INST | APPR | NG01
NG.GBRG1.V-1104-11FT-401 | 31000146012 | 2510009337 | YOKOGAWA,EJX110A,FLOW TRANSMITTER | 1002282710 | GBRG1 | 1030 | CRTE | CRTE | INST | APPR | NG01
NG.GBRG1.V-1104-11FT-401 | 31000146012 | 2510009337 | YOKOGAWA,EJX110A,FLOW TRANSMITTER | 1002282711 | GBRG1 | 1040 | CRTE | CRTE | INST | APPR | NG01
NG.GBRG1.V-1104-11FT-401 | 31000146012 | 2510009337 | YOKOGAWA,EJX110A,FLOW TRANSMITTER | 1002282712 | GBRG1 | 1050 | CRTE | CRTE | INST | APPR | NG01
NG.GBRG1.V-1104-11FT-401 | 31000146012 | 2510009337 | YOKOGAWA,EJX110A,FLOW TRANSMITTER | 1002282713 | GBRG1 | 660 | CRTE | CRTE | INST | APPR | NG01
NG.GBRG1.V-1104-11FT-401 | 31000146012 | 2510009337 | YOKOGAWA,EJX110A,FLOW TRANSMITTER | 1002282714 | GBRG1 | 240 | CRTE | CRTE | INST | APPR | NG01
NG.GBRG1.V-1104-11FT-401 | 31000146012 | 2510009337 | YOKOGAWA,EJX110A,FLOW TRANSMITTER | 1002282715 | GBRG1 | 250 | CRTE | CRTE | INST | APPR | NG01
NG.GBRG1.V-1104-11FT-401 | 31000146012 | 2510009337 | YOKOGAWA,EJX110A,FLOW TRANSMITTER | 1002282716 | GBRG1 | 260 | CRTE | CRTE | INST | APPR | NG01
NG.GBRG1.V-1104-11FT-401 | 31000146012 | 2510009337 | YOKOGAWA,EJX110A,FLOW TRANSMITTER | 1002282717 | GBRG1 | 270 | CRTE | CRTE | INST | APPR | NG01
NG.GBRG1.V-1104-11FT-401 | 31000146012 | 2510009337 | YOKOGAWA,EJX110A,FLOW TRANSMITTER | 1002282718 | GBRG1 | 280 | CRTE | CRTE | INST | APPR | NG01
NG.GBRG1.V-1104-11FT-401 | 31000146012 | 2510009337 | YOKOGAWA,EJX110A,FLOW TRANSMITTER | 1002282719 | GBRG1 | 290 | CRTE | CRTE | INST | APPR | NG01
NG.GBRG1.V-1104-11FT-401 | 31000146012 | 2510009337 | YOKOGAWA,EJX110A,FLOW TRANSMITTER | 1002282720 | GBRG1 | 300 | CRTE | CRTE | INST | APPR | NG01
NG.GBRG1.V-1104-11FT-401 | 31000146012 | 2510009337 | YOKOGAWA,EJX110A,FLOW TRANSMITTER | 1002282721 | GBRG1 | 310 | CRTE | CRTE | INST | APPR | NG01
NG.GBRG1.V-1104-11FT-401 | 31000146012 | 2510009337 | YOKOGAWA,EJX110A,FLOW TRANSMITTER | 1002282722 | GBRG1 | 320 | CRTE | CRTE | INST | APPR | NG01
NG.GBRG1.V-1104-11FT-401 | 31000146012 | 2510009337 | YOKOGAWA,EJX110A,FLOW TRANSMITTER | 1002282723 | GBRG1 | 330 | CRTE | CRTE | INST | APPR | NG01
NG.GBRG1.V-1104-11FT-401 | 31000146012 | 2510009337 | YOKOGAWA,EJX110A,FLOW TRANSMITTER | 1002282724 | GBRG1 | 340 | CRTE | CRTE | INST | APPR | NG01
NG.GBRG1.V-1104-11FT-401 | 31000146012 | 2510009337 | YOKOGAWA,EJX110A,FLOW TRANSMITTER | 1002282725 | GBRG1 | 350 | CRTE | CRTE | INST | APPR | NG01
NG.GBRG1.V-1104-11FT-401 | 31000146012 | 2510009337 | YOKOGAWA,EJX110A,FLOW TRANSMITTER | 1002282726 | GBRG1 | 360 | CRTE | CRTE | INST | APPR | NG01
NG.GBRG1.V-1104-11FT-401 | 31000146012 | 2510009337 | YOKOGAWA,EJX110A,FLOW TRANSMITTER | 1002282727 | GBRG1 | 370 | CRTE | CRTE | INST | APPR | NG01
NG.GBRG1.V-1104-11FT-401 | 31000146012 | 2510009337 | YOKOGAWA,EJX110A,FLOW TRANSMITTER | 1002282728 | GBRG1 | 380 | CRTE | CRTE | INST | APPR | NG01
NG.GBRG1.V-1104-11FT-401 | 31000146012 | 2510009337 | YOKOGAWA,EJX110A,FLOW TRANSMITTER | 1002282729 | GBRG1 | 400 | CRTE | CRTE | INST | APPR | NG01
NG.GBRG1.V-1104-11FT-401 | 31000146012 | 2510009337 | YOKOGAWA,EJX110A,FLOW TRANSMITTER | 1002282730 | GBRG1 | 410 | CRTE | CRTE | INST | APPR | NG01
NG.GBRG1.V-1104-11FT-401 | 31000146012 | 2510009337 | YOKOGAWA,EJX110A,FLOW TRANSMITTER | 1002282731 | GBRG1 | 480 | CRTE | CRTE | INST | APPR | NG01
NG.GBRG1.V-1104-11FT-401 | 31000146012 | 2510009337 | YOKOGAWA,EJX110A,FLOW TRANSMITTER | 1002282732 | GBRG1 | 440 | CRTE | CRTE | INST | APPR | NG01
NG.GBRG1.V-1104-11FT-401 | 31000146012 | 2510009337 | YOKOGAWA,EJX110A,FLOW TRANSMITTER | 1002282733 | GBRG1 | 450 | CRTE | CRTE | INST | APPR | NG01
NG.GBRG1.V-1104-11FT-401 | 31000146012 | 2510009337 | YOKOGAWA,EJX110A,FLOW TRANSMITTER | 1002282734 | GBRG1 | 460 | CRTE | CRTE | INST | APPR | NG01
NG.GBRG1.V-1104-11FT-401 | 31000146012 | 2510009337 | YOKOGAWA,EJX110A,FLOW TRANSMITTER | 1002282735 | GBRG1 | 470 | CRTE | CRTE | INST | APPR | NG01
NG.GBRG1.V-1104-11FT-401 | 31000146012 | 2510009337 | YOKOGAWA,EJX110A,FLOW TRANSMITTER | 1002282736 | GBRG1 | 500 | CRTE | CRTE | INST | APPR | NG01
NG.GBRG1.V-1104-11FT-401 | 31000146012 | 2510009337 | YOKOGAWA,EJX110A,FLOW TRANSMITTER | 1002282737 | GBRG1 | 510 | CRTE | CRTE | INST | APPR | NG01
NG.GBRG1.V-1104-11FT-401 | 31000146012 | 2510009337 | YOKOGAWA,EJX110A,FLOW TRANSMITTER | 1002282738 | GBRG1 | 520 | CRTE | CRTE | INST | APPR | NG01
NG.GBRG1.V-1104-11FT-401 | 31000146012 | 2510009337 | YOKOGAWA,EJX110A,FLOW TRANSMITTER | 1002282739 | GBRG1 | 530 | CRTE | CRTE | INST | APPR | NG01
NG.GBRG1.V-1104-11FT-401 | 31000146012 | 2510009337 | YOKOGAWA,EJX110A,FLOW TRANSMITTER | 1002282740 | GBRG1 | 540 | CRTE | CRTE | INST | APPR | NG01
NG.GBRG1.V-1104-11FT-401 | 31000146012 | 2510009337 | YOKOGAWA,EJX110A,FLOW TRANSMITTER | 1002282741 | GBRG1 | 550 | CRTE | CRTE | INST | APPR | NG01
NG.GBRG1.V-1104-11FT-401 | 31000146012 | 2510009337 | YOKOGAWA,EJX110A,FLOW TRANSMITTER | 1002282742 | GBRG1 | 560 | CRTE | CRTE | INST | APPR | NG01
NG.GBRG1.V-1104-11FT-401 | 31000146012 | 2510009337 | YOKOGAWA,EJX110A,FLOW TRANSMITTER | 1002282743 | GBRG1 | 570 | CRTE | CRTE | INST | APPR | NG01
NG.GBRG1.V-1104-11FT-401 | 31000146012 | 2510009337 | YOKOGAWA,EJX110A,FLOW TRANSMITTER | 1002282744 | GBRG1 | 590 | CRTE | CRTE | INST | APPR | NG01
NG.GBRG1.V-1104-11FT-401 | 31000146012 | 2510009337 | YOKOGAWA,EJX110A,FLOW TRANSMITTER | 1002282745 | GBRG1 | 600 | CRTE | CRTE | INST | APPR | NG01
NG.GBRG1.V-1104-11FT-401 | 31000146012 | 2510009337 | YOKOGAWA,EJX110A,FLOW TRANSMITTER | 1002282746 | GBRG1 | 610 | CRTE | CRTE | INST | APPR | NG01
NG.GBRG1.V-1104-11FT-401 | 31000146012 | 2510009337 | YOKOGAWA,EJX110A,FLOW TRANSMITTER | 1002282747 | GBRG1 | 650 | CRTE | CRTE | INST | APPR | NG01
NG.GBRG1.V-1103-11FT-302B | 31000146011 | 2510004893 | EMERSON ,CMF300H,FLOW TRANSMITTER | 1001141076 | GBRG1 | 20 | CRTE | CRTE | INST | APPR | NG01
NG.GBRG1.V-1103-11FT-302A | 31000146010 | 2510004892 | EMERSON ,CMF300H,FLOW TRANSMITTER | 1001141076 | GBRG1 | 20 | CRTE | CRTE | INST | APPR | NG01
NG.GBRG1.V-1101-11FT-102B | 31000146008 | 2510004891 | EMERSON ,CMF300H,FLOW TRANSMITTER | 1001141076 | GBRG1 | 20 | CRTE | CRTE | INST | APPR | NG01
NG.GBRG1.V-1101-11FT-102A | 31000146007 | 2510004890 | EMERSON ,CMF300H,FLOW TRANSMITTER | 1001141076 | GBRG1 | 20 | CRTE | CRTE | INST | APPR | NG01
NG.GBRG1.T-5501-55FZT-011 | 31000146004 | 2510004889 | EMERSON ,CMF300M,FLOW TRANSMITTER | 1001141076 | GBRG1 | 20 | CRTE | CRTE | INST | APPR | NG01
NG.GBRG1.A-4502B-45PT-901 |  | 2510009436 | 3051CG5A23A1JM6B4I1T1P1Q4Q+,ROSEMNT | 1001149842 | GBRG1 | 10 | CRTE | CRTE |  |  | NG01
NG.GBRG1.A-4502B-45FT-901 | 31000145990 | 2510004888 | SICK MAIHAK GMBH,FLOW TRANSMITTER | 1000986031 | GBRG1 | 20 | CRTE | CRTE | INST | APPR | NG01
NG.GBRG1.A-4502B-45FT-901 | 31000145990 | 2510004888 | SICK MAIHAK GMBH,FLOW TRANSMITTER | 1000988329 | GBRG1 | 30 | CRTE | CRTE | INST | APPR | NG01
NG.GBRG1.A-4502A-45QT-801 | 31000145363 | 2510004833 | SOLARTRON ISA,78122AAGJACCXV04,ANALYSER | 1000038581 | GBRG1 | 120 | CRTE | CRTE | INST | APPR | NG01
NG.GBRG1.A-4502A-45QT-801 | 31000145363 | 2510004833 | SOLARTRON ISA,78122AAGJACCXV04,ANALYSER | 1000038583 | GBRG1 | 130 | CRTE | CRTE | INST | APPR | NG01
NG.GBRG1.A-4502A-45QT-801 | 31000145363 | 2510004833 | SOLARTRON ISA,78122AAGJACCXV04,ANALYSER | 1000038588 | GBRG1 | 40 | CRTE | CRTE | INST | APPR | NG01
NG.GBRG1.A-4502A-45QT-801 | 31000145363 | 2510004833 | SOLARTRON ISA,78122AAGJACCXV04,ANALYSER | 1000222192 | GBRG1 | 30 | CRTE | CRTE | INST | APPR | NG01
NG.GBRG1.A-4502A-45QT-801 | 31000145363 | 2510004833 | SOLARTRON ISA,78122AAGJACCXV04,ANALYSER | 1000222209 | GBRG1 | 50 | CRTE | CRTE | INST | APPR | NG01
NG.GBRG1.A-4502A-45QT-801 | 31000145363 | 2510004833 | SOLARTRON ISA,78122AAGJACCXV04,ANALYSER | 1000222258 | GBRG1 | 80 | CRTE | CRTE | INST | APPR | NG01
NG.GBRG1.A-4502A-45QT-801 | 31000145363 | 2510004833 | SOLARTRON ISA,78122AAGJACCXV04,ANALYSER | 1000432350 | GBRG1 | 60 | CRTE | CRTE | INST | APPR | NG01
NG.GBRG1.A-4502A-45QT-801 | 31000145363 | 2510004833 | SOLARTRON ISA,78122AAGJACCXV04,ANALYSER | 1000454409 | GBRG1 | 20 | CRTE | CRTE | INST | APPR | NG01
NG.GBRG1.A-4502A-45QT-801 | 31000145363 | 2510004833 | SOLARTRON ISA,78122AAGJACCXV04,ANALYSER | 1000558458 | GBRG1 | 70 | CRTE | CRTE | INST | APPR | NG01
NG.GBRG1.A-4502A-45QT-801 | 31000145363 | 2510004833 | SOLARTRON ISA,78122AAGJACCXV04,ANALYSER | 1000595815 | GBRG1 | 90 | CRTE | CRTE | INST | APPR | NG01
NG.GBRG1.A-4502A-45QT-801 | 31000145363 | 2510004833 | SOLARTRON ISA,78122AAGJACCXV04,ANALYSER | 1000616217 | GBRG1 | 140 | CRTE | CRTE | INST | APPR | NG01
NG.GBRG1.A-4502A-45QT-801 | 31000145363 | 2510004833 | SOLARTRON ISA,78122AAGJACCXV04,ANALYSER | 1000662624 | GBRG1 | 150 | CRTE | CRTE | INST | APPR | NG01
NG.GBRG1.A-4502A-45QT-801 | 31000145363 | 2510004833 | SOLARTRON ISA,78122AAGJACCXV04,ANALYSER | 1000662625 | GBRG1 | 160 | CRTE | CRTE | INST | APPR | NG01
NG.GBRG1.A-4502A-45QT-801 | 31000145363 | 2510004833 | SOLARTRON ISA,78122AAGJACCXV04,ANALYSER | 1000662628 | GBRG1 | 110 | CRTE | CRTE | INST | APPR | NG01
NG.GBRG1.A-4502A-45QT-801 | 31000145363 | 2510004833 | SOLARTRON ISA,78122AAGJACCXV04,ANALYSER | 1001011078 | GBRG1 | 100 | CRTE | CRTE | INST | APPR | NG01
NG.GBRG1.A-4502A-45FT-801 | 31000145989 | 2510004887 | SICK MAIHAK GMBH,FLOW TRANSMITTER | 1000866328 | GBRG1 | 20 | CRTE | CRTE | INST | APPR | NG01
NG.GBRG1.4A-4501-45FT-401C | 31000145986 | 2510006280 | EMERSON PROCESS ,3051CD,FLOW TRANSMITTER | 1000981049 | GBRG1 | 30 | CRTE | CRTE | INST | APPR | NG01
NG.GBRG1.4A-4501-45FT-401C | 31000145986 | 2510006280 | EMERSON PROCESS ,3051CD,FLOW TRANSMITTER | 1001149840 | GBRG1 | 10 | CRTE | CRTE | INST | APPR | NG01
NG.GBRG1.4A-4501-45FT-401C | 31000145986 | 2510006280 | EMERSON PROCESS ,3051CD,FLOW TRANSMITTER | 1001149841 | GBRG1 | 20 | CRTE | CRTE | INST | APPR | NG01
NG.GBRG1.4A-4501-45FT-401C | 31000145986 | 2510006280 | EMERSON PROCESS ,3051CD,FLOW TRANSMITTER | 1001149859 | GBRG1 | 40 | CRTE | CRTE | INST | APPR | NG01
NG.GBRG1.4A-4501-45FT-401A | 31000145984 | 2510006280 | EMERSON PROCESS ,3051CD,FLOW TRANSMITTER | 1000981049 | GBRG1 | 30 | CRTE | CRTE | INST | APPR | NG01
NG.GBRG1.4A-4501-45FT-401A | 31000145984 | 2510006280 | EMERSON PROCESS ,3051CD,FLOW TRANSMITTER | 1001149840 | GBRG1 | 10 | CRTE | CRTE | INST | APPR | NG01
NG.GBRG1.4A-4501-45FT-401A | 31000145984 | 2510006280 | EMERSON PROCESS ,3051CD,FLOW TRANSMITTER | 1001149841 | GBRG1 | 20 | CRTE | CRTE | INST | APPR | NG01
NG.GBRG1.4A-4501-45FT-401A | 31000145984 | 2510006280 | EMERSON PROCESS ,3051CD,FLOW TRANSMITTER | 1001149859 | GBRG1 | 40 | CRTE | CRTE | INST | APPR | NG01
NG.GBRG1.2A-4501-45QT-204B | 31000145329 | 2510004832 | SOLARTRON ISA,78122AAGJACCXV04,ANALYSER | 1000038581 | GBRG1 | 60 | CRTE | CRTE | INST | APPR | NG01
NG.GBRG1.2A-4501-45QT-204B | 31000145329 | 2510004832 | SOLARTRON ISA,78122AAGJACCXV04,ANALYSER | 1000038583 | GBRG1 | 70 | CRTE | CRTE | INST | APPR | NG01
NG.GBRG1.2A-4501-45QT-204B | 31000145329 | 2510004832 | SOLARTRON ISA,78122AAGJACCXV04,ANALYSER | 1000038588 | GBRG1 | 50 | CRTE | CRTE | INST | APPR | NG01
NG.GBRG1.2A-4501-45QT-204B | 31000145329 | 2510004832 | SOLARTRON ISA,78122AAGJACCXV04,ANALYSER | 1000222192 | GBRG1 | 110 | CRTE | CRTE | INST | APPR | NG01
NG.GBRG1.2A-4501-45QT-204B | 31000145329 | 2510004832 | SOLARTRON ISA,78122AAGJACCXV04,ANALYSER | 1000222209 | GBRG1 | 40 | CRTE | CRTE | INST | APPR | NG01
NG.GBRG1.2A-4501-45QT-204B | 31000145329 | 2510004832 | SOLARTRON ISA,78122AAGJACCXV04,ANALYSER | 1000222258 | GBRG1 | 130 | CRTE | CRTE | INST | APPR | NG01
NG.GBRG1.2A-4501-45QT-204B | 31000145329 | 2510004832 | SOLARTRON ISA,78122AAGJACCXV04,ANALYSER | 1000432350 | GBRG1 | 30 | CRTE | CRTE | INST | APPR | NG01
NG.GBRG1.2A-4501-45QT-204B | 31000145329 | 2510004832 | SOLARTRON ISA,78122AAGJACCXV04,ANALYSER | 1000454409 | GBRG1 | 120 | CRTE | CRTE | INST | APPR | NG01
NG.GBRG1.2A-4501-45QT-204B | 31000145329 | 2510004832 | SOLARTRON ISA,78122AAGJACCXV04,ANALYSER | 1000558458 | GBRG1 | 90 | CRTE | CRTE | INST | APPR | NG01
NG.GBRG1.2A-4501-45QT-204B | 31000145329 | 2510004832 | SOLARTRON ISA,78122AAGJACCXV04,ANALYSER | 1000595815 | GBRG1 | 140 | CRTE | CRTE | INST | APPR | NG01
NG.GBRG1.2A-4501-45QT-204B | 31000145329 | 2510004832 | SOLARTRON ISA,78122AAGJACCXV04,ANALYSER | 1000616217 | GBRG1 | 80 | CRTE | CRTE | INST | APPR | NG01
NG.GBRG1.2A-4501-45QT-204B | 31000145329 | 2510004832 | SOLARTRON ISA,78122AAGJACCXV04,ANALYSER | 1000662624 | GBRG1 | 150 | CRTE | CRTE | INST | APPR | NG01
NG.GBRG1.2A-4501-45QT-204B | 31000145329 | 2510004832 | SOLARTRON ISA,78122AAGJACCXV04,ANALYSER | 1000662625 | GBRG1 | 160 | CRTE | CRTE | INST | APPR | NG01
NG.GBRG1.2A-4501-45QT-204B | 31000145329 | 2510004832 | SOLARTRON ISA,78122AAGJACCXV04,ANALYSER | 1000662628 | GBRG1 | 20 | CRTE | CRTE | INST | APPR | NG01
NG.GBRG1.2A-4501-45QT-204B | 31000145329 | 2510004832 | SOLARTRON ISA,78122AAGJACCXV04,ANALYSER | 1001011078 | GBRG1 | 100 | CRTE | CRTE | INST | APPR | NG01
NG.GBRG1.2A-4501-45QT-204A | 31000145328 | 2510004831 | SOLARTRON ISA,78122AAGJACCXV04,ANALYSER | 1000038581 | GBRG1 | 110 | CRTE | CRTE | INST | APPR | NG01
NG.GBRG1.2A-4501-45QT-204A | 31000145328 | 2510004831 | SOLARTRON ISA,78122AAGJACCXV04,ANALYSER | 1000038583 | GBRG1 | 100 | CRTE | CRTE | INST | APPR | NG01
NG.GBRG1.2A-4501-45QT-204A | 31000145328 | 2510004831 | SOLARTRON ISA,78122AAGJACCXV04,ANALYSER | 1000038588 | GBRG1 | 40 | CRTE | CRTE | INST | APPR | NG01
NG.GBRG1.2A-4501-45QT-204A | 31000145328 | 2510004831 | SOLARTRON ISA,78122AAGJACCXV04,ANALYSER | 1000222192 | GBRG1 | 30 | CRTE | CRTE | INST | APPR | NG01
NG.GBRG1.2A-4501-45QT-204A | 31000145328 | 2510004831 | SOLARTRON ISA,78122AAGJACCXV04,ANALYSER | 1000222209 | GBRG1 | 80 | CRTE | CRTE | INST | APPR | NG01
NG.GBRG1.2A-4501-45QT-204A | 31000145328 | 2510004831 | SOLARTRON ISA,78122AAGJACCXV04,ANALYSER | 1000222258 | GBRG1 | 60 | CRTE | CRTE | INST | APPR | NG01
NG.GBRG1.2A-4501-45QT-204A | 31000145328 | 2510004831 | SOLARTRON ISA,78122AAGJACCXV04,ANALYSER | 1000432350 | GBRG1 | 130 | CRTE | CRTE | INST | APPR | NG01
NG.GBRG1.2A-4501-45QT-204A | 31000145328 | 2510004831 | SOLARTRON ISA,78122AAGJACCXV04,ANALYSER | 1000454409 | GBRG1 | 20 | CRTE | CRTE | INST | APPR | NG01
NG.GBRG1.2A-4501-45QT-204A | 31000145328 | 2510004831 | SOLARTRON ISA,78122AAGJACCXV04,ANALYSER | 1000558458 | GBRG1 | 50 | CRTE | CRTE | INST | APPR | NG01
NG.GBRG1.2A-4501-45QT-204A | 31000145328 | 2510004831 | SOLARTRON ISA,78122AAGJACCXV04,ANALYSER | 1000595815 | GBRG1 | 70 | CRTE | CRTE | INST | APPR | NG01
NG.GBRG1.2A-4501-45QT-204A | 31000145328 | 2510004831 | SOLARTRON ISA,78122AAGJACCXV04,ANALYSER | 1000616217 | GBRG1 | 90 | CRTE | CRTE | INST | APPR | NG01
NG.GBRG1.2A-4501-45QT-204A | 31000145328 | 2510004831 | SOLARTRON ISA,78122AAGJACCXV04,ANALYSER | 1000662624 | GBRG1 | 150 | CRTE | CRTE | INST | APPR | NG01
NG.GBRG1.2A-4501-45QT-204A | 31000145328 | 2510004831 | SOLARTRON ISA,78122AAGJACCXV04,ANALYSER | 1000662625 | GBRG1 | 160 | CRTE | CRTE | INST | APPR | NG01
NG.GBRG1.2A-4501-45QT-204A | 31000145328 | 2510004831 | SOLARTRON ISA,78122AAGJACCXV04,ANALYSER | 1000662628 | GBRG1 | 120 | CRTE | CRTE | INST | APPR | NG01
NG.GBRG1.2A-4501-45QT-204A | 31000145328 | 2510004831 | SOLARTRON ISA,78122AAGJACCXV04,ANALYSER | 1001011078 | GBRG1 | 140 | CRTE | CRTE | INST | APPR | NG01
NG.GBRG1.2A-4501-45FT-201C | 31000145947 | 2510006280 | EMERSON PROCESS ,3051CD,FLOW TRANSMITTER | 1000981049 | GBRG1 | 30 | CRTE | CRTE | INST | APPR | NG01
NG.GBRG1.2A-4501-45FT-201C | 31000145947 | 2510006280 | EMERSON PROCESS ,3051CD,FLOW TRANSMITTER | 1001149840 | GBRG1 | 10 | CRTE | CRTE | INST | APPR | NG01
NG.GBRG1.2A-4501-45FT-201C | 31000145947 | 2510006280 | EMERSON PROCESS ,3051CD,FLOW TRANSMITTER | 1001149841 | GBRG1 | 20 | CRTE | CRTE | INST | APPR | NG01
NG.GBRG1.2A-4501-45FT-201C | 31000145947 | 2510006280 | EMERSON PROCESS ,3051CD,FLOW TRANSMITTER | 1001149859 | GBRG1 | 40 | CRTE | CRTE | INST | APPR | NG01
NG.GBRG1.2A-4501-45FT-201A | 31000145945 | 2510006280 | EMERSON PROCESS ,3051CD,FLOW TRANSMITTER | 1000981049 | GBRG1 | 30 | CRTE | CRTE | INST | APPR | NG01
NG.GBRG1.2A-4501-45FT-201A | 31000145945 | 2510006280 | EMERSON PROCESS ,3051CD,FLOW TRANSMITTER | 1001149840 | GBRG1 | 10 | CRTE | CRTE | INST | APPR | NG01
NG.GBRG1.2A-4501-45FT-201A | 31000145945 | 2510006280 | EMERSON PROCESS ,3051CD,FLOW TRANSMITTER | 1001149841 | GBRG1 | 20 | CRTE | CRTE | INST | APPR | NG01
NG.GBRG1.2A-4501-45FT-201A | 31000145945 | 2510006280 | EMERSON PROCESS ,3051CD,FLOW TRANSMITTER | 1001149859 | GBRG1 | 40 | CRTE | CRTE | INST | APPR | NG01
NG.GBRG1.2A-4501-45FICA-205 |  | 2510005315 | ELEMENT | 1000986260 | GBRG1 | 30 | CRTE | CRTE |  |  | NG01
NG.GBRG1.2A-4501-45FICA-205 |  | 2510005315 | ELEMENT | 1000986261 | GBRG1 | 20 | CRTE | CRTE |  |  | NG01
NG.GBRG1.1A-4501-45QT-104B | 31000145296 | 2510004828 | SOLARTRON ISA,78122AAGJACCXV04,ANALYSER | 1000038581 | GBRG1 | 90 | CRTE | CRTE | INST | APPR | NG01
NG.GBRG1.1A-4501-45QT-104B | 31000145296 | 2510004828 | SOLARTRON ISA,78122AAGJACCXV04,ANALYSER | 1000038583 | GBRG1 | 110 | CRTE | CRTE | INST | APPR | NG01
NG.GBRG1.1A-4501-45QT-104B | 31000145296 | 2510004828 | SOLARTRON ISA,78122AAGJACCXV04,ANALYSER | 1000038588 | GBRG1 | 80 | CRTE | CRTE | INST | APPR | NG01
NG.GBRG1.1A-4501-45QT-104B | 31000145296 | 2510004828 | SOLARTRON ISA,78122AAGJACCXV04,ANALYSER | 1000222192 | GBRG1 | 20 | CRTE | CRTE | INST | APPR | NG01
NG.GBRG1.1A-4501-45QT-104B | 31000145296 | 2510004828 | SOLARTRON ISA,78122AAGJACCXV04,ANALYSER | 1000222209 | GBRG1 | 140 | CRTE | CRTE | INST | APPR | NG01
NG.GBRG1.1A-4501-45QT-104B | 31000145296 | 2510004828 | SOLARTRON ISA,78122AAGJACCXV04,ANALYSER | 1000222258 | GBRG1 | 50 | CRTE | CRTE | INST | APPR | NG01
NG.GBRG1.1A-4501-45QT-104B | 31000145296 | 2510004828 | SOLARTRON ISA,78122AAGJACCXV04,ANALYSER | 1000432350 | GBRG1 | 130 | CRTE | CRTE | INST | APPR | NG01
NG.GBRG1.1A-4501-45QT-104B | 31000145296 | 2510004828 | SOLARTRON ISA,78122AAGJACCXV04,ANALYSER | 1000454409 | GBRG1 | 30 | CRTE | CRTE | INST | APPR | NG01
NG.GBRG1.1A-4501-45QT-104B | 31000145296 | 2510004828 | SOLARTRON ISA,78122AAGJACCXV04,ANALYSER | 1000558458 | GBRG1 | 40 | CRTE | CRTE | INST | APPR | NG01
NG.GBRG1.1A-4501-45QT-104B | 31000145296 | 2510004828 | SOLARTRON ISA,78122AAGJACCXV04,ANALYSER | 1000595815 | GBRG1 | 60 | CRTE | CRTE | INST | APPR | NG01
NG.GBRG1.1A-4501-45QT-104B | 31000145296 | 2510004828 | SOLARTRON ISA,78122AAGJACCXV04,ANALYSER | 1000616217 | GBRG1 | 120 | CRTE | CRTE | INST | APPR | NG01
NG.GBRG1.1A-4501-45QT-104B | 31000145296 | 2510004828 | SOLARTRON ISA,78122AAGJACCXV04,ANALYSER | 1000662624 | GBRG1 | 150 | CRTE | CRTE | INST | APPR | NG01
NG.GBRG1.1A-4501-45QT-104B | 31000145296 | 2510004828 | SOLARTRON ISA,78122AAGJACCXV04,ANALYSER | 1000662625 | GBRG1 | 160 | CRTE | CRTE | INST | APPR | NG01
NG.GBRG1.1A-4501-45QT-104B | 31000145296 | 2510004828 | SOLARTRON ISA,78122AAGJACCXV04,ANALYSER | 1000662628 | GBRG1 | 100 | CRTE | CRTE | INST | APPR | NG01
NG.GBRG1.1A-4501-45QT-104B | 31000145296 | 2510004828 | SOLARTRON ISA,78122AAGJACCXV04,ANALYSER | 1001011078 | GBRG1 | 70 | CRTE | CRTE | INST | APPR | NG01
NG.GBRG1.1A-4501-45QT-104A | 31000145295 | 2510004827 | SOLARTRON ISA,78122AAGJACCXV04,ANALYSER | 1000038581 | GBRG1 | 140 | CRTE | CRTE | INST | APPR | NG01
NG.GBRG1.1A-4501-45QT-104A | 31000145295 | 2510004827 | SOLARTRON ISA,78122AAGJACCXV04,ANALYSER | 1000038583 | GBRG1 | 70 | CRTE | CRTE | INST | APPR | NG01
NG.GBRG1.1A-4501-45QT-104A | 31000145295 | 2510004827 | SOLARTRON ISA,78122AAGJACCXV04,ANALYSER | 1000038588 | GBRG1 | 100 | CRTE | CRTE | INST | APPR | NG01
NG.GBRG1.1A-4501-45QT-104A | 31000145295 | 2510004827 | SOLARTRON ISA,78122AAGJACCXV04,ANALYSER | 1000222192 | GBRG1 | 90 | CRTE | CRTE | INST | APPR | NG01
NG.GBRG1.1A-4501-45QT-104A | 31000145295 | 2510004827 | SOLARTRON ISA,78122AAGJACCXV04,ANALYSER | 1000222209 | GBRG1 | 110 | CRTE | CRTE | INST | APPR | NG01
NG.GBRG1.1A-4501-45QT-104A | 31000145295 | 2510004827 | SOLARTRON ISA,78122AAGJACCXV04,ANALYSER | 1000222258 | GBRG1 | 40 | CRTE | CRTE | INST | APPR | NG01
NG.GBRG1.1A-4501-45QT-104A | 31000145295 | 2510004827 | SOLARTRON ISA,78122AAGJACCXV04,ANALYSER | 1000432350 | GBRG1 | 120 | CRTE | CRTE | INST | APPR | NG01
NG.GBRG1.1A-4501-45QT-104A | 31000145295 | 2510004827 | SOLARTRON ISA,78122AAGJACCXV04,ANALYSER | 1000454409 | GBRG1 | 80 | CRTE | CRTE | INST | APPR | NG01
NG.GBRG1.1A-4501-45QT-104A | 31000145295 | 2510004827 | SOLARTRON ISA,78122AAGJACCXV04,ANALYSER | 1000558458 | GBRG1 | 20 | CRTE | CRTE | INST | APPR | NG01
NG.GBRG1.1A-4501-45QT-104A | 31000145295 | 2510004827 | SOLARTRON ISA,78122AAGJACCXV04,ANALYSER | 1000595815 | GBRG1 | 50 | CRTE | CRTE | INST | APPR | NG01
NG.GBRG1.1A-4501-45QT-104A | 31000145295 | 2510004827 | SOLARTRON ISA,78122AAGJACCXV04,ANALYSER | 1000616217 | GBRG1 | 30 | CRTE | CRTE | INST | APPR | NG01
NG.GBRG1.1A-4501-45QT-104A | 31000145295 | 2510004827 | SOLARTRON ISA,78122AAGJACCXV04,ANALYSER | 1000662624 | GBRG1 | 150 | CRTE | CRTE | INST | APPR | NG01
NG.GBRG1.1A-4501-45QT-104A | 31000145295 | 2510004827 | SOLARTRON ISA,78122AAGJACCXV04,ANALYSER | 1000662625 | GBRG1 | 160 | CRTE | CRTE | INST | APPR | NG01
NG.GBRG1.1A-4501-45QT-104A | 31000145295 | 2510004827 | SOLARTRON ISA,78122AAGJACCXV04,ANALYSER | 1000662628 | GBRG1 | 130 | CRTE | CRTE | INST | APPR | NG01
NG.GBRG1.1A-4501-45QT-104A | 31000145295 | 2510004827 | SOLARTRON ISA,78122AAGJACCXV04,ANALYSER | 1001011078 | GBRG1 | 60 | CRTE | CRTE | INST | APPR | NG01
NG.GBRG1.1A-4501-45FT-101D | 31000145906 | 2510006280 | EMERSON PROCESS ,3051CD,FLOW TRANSMITTER | 1000981049 | GBRG1 | 30 | CRTE | CRTE | INST | APPR | NG01
NG.GBRG1.1A-4501-45FT-101D | 31000145906 | 2510006280 | EMERSON PROCESS ,3051CD,FLOW TRANSMITTER | 1001149840 | GBRG1 | 10 | CRTE | CRTE | INST | APPR | NG01
NG.GBRG1.1A-4501-45FT-101D | 31000145906 | 2510006280 | EMERSON PROCESS ,3051CD,FLOW TRANSMITTER | 1001149841 | GBRG1 | 20 | CRTE | CRTE | INST | APPR | NG01
NG.GBRG1.1A-4501-45FT-101D | 31000145906 | 2510006280 | EMERSON PROCESS ,3051CD,FLOW TRANSMITTER | 1001149859 | GBRG1 | 40 | CRTE | CRTE | INST | APPR | NG01
NG.GBRG1.1A-4501-45FT-101C | 31000145905 | 2510006280 | EMERSON PROCESS ,3051CD,FLOW TRANSMITTER | 1000981049 | GBRG1 | 30 | CRTE | CRTE | INST | APPR | NG01
NG.GBRG1.1A-4501-45FT-101C | 31000145905 | 2510006280 | EMERSON PROCESS ,3051CD,FLOW TRANSMITTER | 1001149840 | GBRG1 | 10 | CRTE | CRTE | INST | APPR | NG01
NG.GBRG1.1A-4501-45FT-101C | 31000145905 | 2510006280 | EMERSON PROCESS ,3051CD,FLOW TRANSMITTER | 1001149841 | GBRG1 | 20 | CRTE | CRTE | INST | APPR | NG01
NG.GBRG1.1A-4501-45FT-101C | 31000145905 | 2510006280 | EMERSON PROCESS ,3051CD,FLOW TRANSMITTER | 1001149859 | GBRG1 | 40 | CRTE | CRTE | INST | APPR | NG01
NG.GBRG1.1A-4501-45FT-101B | 31000145904 | 2510006280 | EMERSON PROCESS ,3051CD,FLOW TRANSMITTER | 1000981049 | GBRG1 | 30 | CRTE | CRTE | INST | APPR | NG01
NG.GBRG1.1A-4501-45FT-101B | 31000145904 | 2510006280 | EMERSON PROCESS ,3051CD,FLOW TRANSMITTER | 1001149840 | GBRG1 | 10 | CRTE | CRTE | INST | APPR | NG01
NG.GBRG1.1A-4501-45FT-101B | 31000145904 | 2510006280 | EMERSON PROCESS ,3051CD,FLOW TRANSMITTER | 1001149841 | GBRG1 | 20 | CRTE | CRTE | INST | APPR | NG01
NG.GBRG1.1A-4501-45FT-101B | 31000145904 | 2510006280 | EMERSON PROCESS ,3051CD,FLOW TRANSMITTER | 1001149859 | GBRG1 | 40 | CRTE | CRTE | INST | APPR | NG01
NG.GBRG1.1A-4501-45FT-101A | 31000145903 | 2510006280 | EMERSON PROCESS ,3051CD,FLOW TRANSMITTER | 1000981049 | GBRG1 | 30 | CRTE | CRTE | INST | APPR | NG01
NG.GBRG1.1A-4501-45FT-101A | 31000145903 | 2510006280 | EMERSON PROCESS ,3051CD,FLOW TRANSMITTER | 1001149840 | GBRG1 | 10 | CRTE | CRTE | INST | APPR | NG01
NG.GBRG1.1A-4501-45FT-101A | 31000145903 | 2510006280 | EMERSON PROCESS ,3051CD,FLOW TRANSMITTER | 1001149841 | GBRG1 | 20 | CRTE | CRTE | INST | APPR | NG01
NG.GBRG1.1A-4501-45FT-101A | 31000145903 | 2510006280 | EMERSON PROCESS ,3051CD,FLOW TRANSMITTER | 1001149859 | GBRG1 | 40 | CRTE | CRTE | INST | APPR | NG01
NG.GBRG1.1A-4501-45FICA-105 |  | 2510005315 | ELEMENT | 1000986260 | GBRG1 | 30 | CRTE | CRTE |  |  | NG01
NG.GBRG1.1A-4501-45FICA-105 |  | 2510005315 | ELEMENT | 1000986261 | GBRG1 | 20 | CRTE | CRTE |  |  | NG01

## SAP
Functional Location
NG.GBRG1.1A-4501-45FICA-105
NG.GBRG1.1A-4501-45FT-101A
NG.GBRG1.1A-4501-45FT-101B
NG.GBRG1.1A-4501-45FT-101C
NG.GBRG1.1A-4501-45FT-101D
NG.GBRG1.1A-4501-45PT-101A
NG.GBRG1.1A-4501-45PT-101B
NG.GBRG1.1A-4501-45QT-104A
NG.GBRG1.1A-4501-45QT-104B
NG.GBRG1.1A-4501-45TE-101A
NG.GBRG1.1A-4501-45TE-101B
NG.GBRG1.1A-4501-45TE-104A
NG.GBRG1.1A-4501-45TE-104B
NG.GBRG1.1A-4501-45TT-101A
NG.GBRG1.1A-4501-45TT-101B
NG.GBRG1.1A-4501-45UR-001
NG.GBRG1.1A-4501-45UR-101A
NG.GBRG1.1A-4501-45UR-101B
NG.GBRG1.2A-4501-45FICA-205
NG.GBRG1.2A-4501-45FT-201A
NG.GBRG1.2A-4501-45FT-201C
NG.GBRG1.2A-4501-45PT-201A
NG.GBRG1.2A-4501-45PT-201B
NG.GBRG1.2A-4501-45QT-204A
NG.GBRG1.2A-4501-45QT-204B
NG.GBRG1.2A-4501-45TE-201A
NG.GBRG1.2A-4501-45TE-201B
NG.GBRG1.2A-4501-45TE-204A
NG.GBRG1.2A-4501-45TE-204B
NG.GBRG1.2A-4501-45TT-201A
NG.GBRG1.2A-4501-45TT-201B
NG.GBRG1.2A-4501-45UR-201A
NG.GBRG1.2A-4501-45UR-201B
NG.GBRG1.4A-4501-45FT-401A
NG.GBRG1.4A-4501-45FT-401C
NG.GBRG1.4A-4501-45PT-401A
NG.GBRG1.4A-4501-45PT-401B
NG.GBRG1.A-4502A-45FE-801
NG.GBRG1.A-4502A-45FT-801
NG.GBRG1.A-4502A-45QT-801
NG.GBRG1.A-4502A-45TE-801
NG.GBRG1.A-4502A-45TT-801
NG.GBRG1.A-4502B-45FE-901
NG.GBRG1.A-4502B-45FT-901
NG.GBRG1.A-4502B-45PT-901
NG.GBRG1.A-4502B-45TE-901
NG.GBRG1.A-4502B-45TT-901
NG.GBRG1.T-5501-55FE-011
NG.GBRG1.T-5501-55FZT-011
NG.GBRG1.V-1101-11FE-102A
NG.GBRG1.V-1101-11FE-102B
NG.GBRG1.V-1101-11FT-102A
NG.GBRG1.V-1101-11FT-102B
NG.GBRG1.V-1103-11FE-302A
NG.GBRG1.V-1103-11FE-302B
NG.GBRG1.V-1103-11FT-302A
NG.GBRG1.V-1103-11FT-302B
NG.GBRG1.V-1104-11FE-401
NG.GBRG1.V-1104-11FE-402
NG.GBRG1.V-1104-11FT-401
NG.GBRG1.V-1104-11FT-402
NG.GBRG1.V-1106-11FE-602A
NG.GBRG1.V-1106-11FE-602B
NG.GBRG1.V-1106-11FT-602A
NG.GBRG1.V-1106-11FT-602B
NG.GBRG1.V-5001-50FT-006
NG.GBRG1.V-5001-50FT-017
NG.GBRG1.V-5001-50TE-017
NG.GBRG1.V-5001-50TT-001
NG.GBRG1.V-5001-50TT-017
NG.GBRG1.V-5004-50FT-010
NG.GBRG1.V-5004-50FT-018
NG.GBRG1.V-5004-50PT-015
NG.GBRG1.V-5004-50QT-018
NG.GBRG1.V-5004-50TE-018
NG.GBRG1.V-5004-50TT-012
NG.GBRG1.V-5004-50TT-018
NG.GBRG1.V-5005-50FT-021
NG.GBRG1.V-5005-50FT-022
NG.GBRG1.V-5005-50PT-024
NG.GBRG1.V-5005-50QT-022
NG.GBRG1.V-5005-50TT-021
NG.GBRG1.V-5005-50TT-022
NG.GBRG1.X-6601-66FE-001A
NG.GBRG1.X-6601-66FE-001B
NG.GBRG1.X-6601-66FT-001
NG.GBRG1.X-6601-66PT-006
NG.GBRG1.X-6601-66TT-002
NG.GBRG1.X-6602-66FE-020A
NG.GBRG1.X-6602-66FE-020B
NG.GBRG1.X-6602-66FT-020
NG.GBRG1.X-6602-66PT-024
NG.GBRG1.X-6602-66TT-021
NG.GBRG1.X-6603-66FE-021A
NG.GBRG1.X-6603-66FE-021B
NG.GBRG1.X-6603-66FT-021
NG.GBRG1.X-6603-66PT-117
NG.GBRG1.X-6603-66TT-041
NG.GBU.GBRG1.FG
NG.GBU.GBRG1.FG.69FT-001
NG.GBU.GBRG1.FG.69PT-001
NG.GBU.GBRG1.FG.69TE-001
NG.GBU.GBRG1.FG.69TT-001
NG.GBU.GBRG1.MS
NG.GBU.GBRG1.MS.1A-4501
NG.GBU.GBRG1.MS.2A-4501
NG.GBU.GBRG1.MS.45QT-001
NG.GBU.GBRG1.MS.45QT-002
NG.GBU.GBRG1.MS.4A-4501
NG.GBU.GBRG1.MS.A-4502A
NG.GBU.GBRG1.MS.A-4502B
NG.GBU.GBRG1.OX
NG.GBU.GBRG1.OX.55QI-201
NG.GBU.GBRG1.PS
NG.GBU.GBRG2.FG
NG.GBU.GBRG2.GS
NG.GBU.GBRG2.GY
NG.GBU.GBRG2.MS
NG.GBU.GBRS1.MA.10FE-116
NG.GBU.GBRS1.MA.10FE-216
NG.GBU.GBRS1.MA.10FE-316
NG.GBU.GBRS1.MA.10FE-416
NG.GBU.GBRS1.MA.10FE-518
NG.GBU.GBRS1.MA.10FE-618
NG.GBU.GBRS1.MA.10FT-116
NG.GBU.GBRS1.MA.10FT-117
NG.GBU.GBRS1.MA.10FT-216
NG.GBU.GBRS1.MA.10FT-217
NG.GBU.GBRS1.MA.10FT-316
NG.GBU.GBRS1.MA.10FT-317
NG.GBU.GBRS1.MA.10FT-416
NG.GBU.GBRS1.MA.10FT-417
NG.GBU.GBRS1.MA.10FT-518
NG.GBU.GBRS1.MA.10FT-519
NG.GBU.GBRS1.MA.10FT-618
NG.GBU.GBRS1.MA.10FT-619
NG.GBU.GBRS1.MA.10PT-116
NG.GBU.GBRS1.MA.10PT-216
NG.GBU.GBRS1.MA.10PT-316
NG.GBU.GBRS1.MA.10PT-416
NG.GBU.GBRS1.MA.10PT-518
NG.GBU.GBRS1.MA.10PT-618
NG.GBU.GBRS1.MA.10TE-116
NG.GBU.GBRS1.MA.10TE-216
NG.GBU.GBRS1.MA.10TE-316
NG.GBU.GBRS1.MA.10TE-416
NG.GBU.GBRS1.MA.10TE-518
NG.GBU.GBRS1.MA.10TE-618
NG.GBU.GBRS1.MA.10TT-116
NG.GBU.GBRS1.MA.10TT-216
NG.GBU.GBRS1.MA.10TT-316
NG.GBU.GBRS1.MA.10TT-416
NG.GBU.GBRS1.MA.10TT-518
NG.GBU.GBRS1.MA.10TT-618
NG.GBU.KOLS1.FG
NG.GBU.KRMS1.MA.10FE-107
NG.GBU.KRMS1.MA.10FE-207
NG.GBU.KRMS1.MA.10FE-307
NG.GBU.KRMS1.MA.10FT-107
NG.GBU.KRMS1.MA.10FT-108
NG.GBU.KRMS1.MA.10FT-207
NG.GBU.KRMS1.MA.10FT-208
NG.GBU.KRMS1.MA.10FT-307
NG.GBU.KRMS1.MA.10FT-308
NG.GBU.KRMS1.MA.10PT-107
NG.GBU.KRMS1.MA.10PT-207
NG.GBU.KRMS1.MA.10PT-307
NG.GBU.KRMS1.MA.10TE-107
NG.GBU.KRMS1.MA.10TE-207
NG.GBU.KRMS1.MA.10TE-307
NG.GBU.KRMS1.MA.10TT-107
NG.GBU.KRMS1.MA.10TT-207
NG.GBU.KRMS1.MA.10TT-307
NG.GBU.ZRMS1.MA.10FE-107
NG.GBU.ZRMS1.MA.10FE-207
NG.GBU.ZRMS1.MA.10FE-307
NG.GBU.ZRMS1.MA.10FE-407
NG.GBU.ZRMS1.MA.10FE-507
NG.GBU.ZRMS1.MA.10FT-107
NG.GBU.ZRMS1.MA.10FT-108
NG.GBU.ZRMS1.MA.10FT-207
NG.GBU.ZRMS1.MA.10FT-208
NG.GBU.ZRMS1.MA.10FT-307
NG.GBU.ZRMS1.MA.10FT-308
NG.GBU.ZRMS1.MA.10FT-407
NG.GBU.ZRMS1.MA.10FT-408
NG.GBU.ZRMS1.MA.10FT-507
NG.GBU.ZRMS1.MA.10PT-107
NG.GBU.ZRMS1.MA.10PT-207
NG.GBU.ZRMS1.MA.10PT-307
NG.GBU.ZRMS1.MA.10PT-407
NG.GBU.ZRMS1.MA.10PT-507
NG.GBU.ZRMS1.MA.10TE-107
NG.GBU.ZRMS1.MA.10TE-207
NG.GBU.ZRMS1.MA.10TE-307
NG.GBU.ZRMS1.MA.10TE-407
NG.GBU.ZRMS1.MA.10TE-507
NG.GBU.ZRMS1.MA.10TT-107
NG.GBU.ZRMS1.MA.10TT-207
NG.GBU.ZRMS1.MA.10TT-307
NG.GBU.ZRMS1.MA.10TT-407
NG.GBU.ZRMS1.MA.10TT-507
NG.KOLS1.V-6901-69FT-001
NG.KOLS1.V-6901-69PT-001
NG.KOLS1.V-6901-69TE-001
NG.KOLS1.V-6901-69TT-001

## Floc Description
Field Name | SAP Table field | Field Length | Field Type |  | Mand Opt Default |  | Responsible Party
Example
Description
Functional Location number | TPLNR | 30 | CHAR | This is a functional location internal numbering | O
Functional Location Level |  | 2 | N | Level of current functional location. Only used for data preparation references. Not uploaded to SAP. | O
Function Location Str indicator | TPLKZ | 5 | N | The structure indicator of a functional location determines the structure of the functional location label. It establishes the following factor: 1) Number of hierarchy levels of a technical system. 2) Key length of the levels, 3) separators (Hyphens) | M
Func Loc Category | FLTYP | 1 | CHAR | The indicator that enables one to differentiate individual functional locations as they are used. Each location category required in the system is described using parameters. The number of functional location categories in a system depends on the number of parameter constellations required. | M
Class |  | 19 | CHAR | A class is a grouping of similar objects (in this case, functional location) according to common characteristics. This means, a class is a container of both, the characteristics relevant to a certain functional location and the respective functional location. Classes make it easier for you to find similar or identical functional locations in the system | M
Reference Functional Location | TRPNR | 30 | CHAR | Reference that can be used to create several functional locations of the same construction. | O
Superior Functional Location | TPLMA | 30 | CHAR | The superior functional location is the one which hierarchically directly above the functional location you are creating, changing or displaying. | O
Description | PLTXT | 40 | CHAR | Enter Functional Location Description | M
Maintenance Plant | SWERK | 4 | CHAR | Plant in which the technical objects of a company are installed. The planning responsibility for a maintenance plant is determined by a planning plant. Maintenance plants are allocated to planning plants | M/O
Asset Location | STORT | 10 | CHAR | Actual physical location of the technical object. Blueprint usage is for Station Code. | M
Room | MSGRP | 8 | CHAR | In this field you can designate a specific room for the asset. The field is used for informational purposes, and can be used as a sort criterion in reports (for example, the inventory list). Blueprint usage is for Default storage location | O
Plant Section | BEBER | 3 | CHAR | Machines or sets of machines, which are represented in the system as pieces of equipment or functional locations, are installed in plant sections. You indicate the place for which a maintenance task was requested with the plant section. You can establish a contact person for Plant Maintenance in Production using the plant section. Blueprint usage is for Responsible Asset Team | M
Work center | ARBPL | 8 | CHAR | An organizational unit that defines where and when an operation should be carried out. The work center has a particular available capacity. The activities performed at or by the work center are valuated by charge rates, which are determined by cost centers and activity types. Work centers can be: Machines, People, Production lines, or Groups of craftsmen | O
ABC indicator for Tech object | ABCKZ | 1 | CHAR | Indicator of Functional Location criticality. The ABC indicator of a Functional Location. Available Options are: | M
A: High
B: Medium
C: Low
Sort Field | EQFNR | 30 | CHAR | You can enter a company-specific sort term in this field for the technical object. You can also define a matchcode for the field. | O
Company code | BUKRS | 4 | CHAR | The smallest organization unit where a chat of account can be drawn within the SAP system. Default to'/' | D
Main asset no | ANLNR | 12 | CHAR | Object, a right or another item owned by the enterprise that is intended for long-term use, and can be individually identified in the balance sheet. | O
Asset sub number | ANLUN | 4 | CHAR | This is the number, which together with the main asset number uniquely identifies a fixed asset in Asset Accounting. Using the asset sub-number, you can: 1) Provide for separate management of later acquisitions to assets. 2) Represent complex fixed assets with their component parts. | O
Business area | GSBER | 4 | CHAR | Key identifying business area | O
Cost center | KOSTL | 10 | CHAR | Organizational unit within a controlling area that represents a defined location of cost incurrence. The definition can be based on Functional requirements, Allocation criteria, Physical location. | M/O
WBS Element | PROID | 24 | CHAR | Key identifying a WBS element. The entry in this field should be in character format for batch input purposes | M/O
Standing order number | DAUFN | 12 | CHAR | Number of the standing order through which settlement of all the maintenance tasks will take place that do not have an individual order. | O
Construction type material object | SUBMT | 18 | CHAR | Material number under which pieces of equipment of the same construction are grouped | O
Installation of Equipment allowed | IEQUI | 1 | CHAR | Indicator showing whether a piece of equipment may be installed at this functional location. Default value = 'X'. | M/O
Single equip inst'n at Func loc | EINZL | 1 | CHAR | Indicator that shows whether only a single piece of equipment or several pieces of equipment can be installed at a functional location at the same time. | O
Maintenance planning Plant | IWERK | 4 | CHAR | Plant in which maintenance tasks are planned and prepared. The maintenance tasks can relate to equipment and functional locations in you own or in other plants. Maintenance planning plants are regular plants that are indicated as maintenance planning plants in Customizing. Maintenance plants, which do not plan their own maintenance tasks, are allocated to the planning plants. Planning is carried out for the maintenance plants in the planning plants entered. | D
Planner group | INGRP | 3 | CHAR | The group of employees responsible for the planning and processing of maintenance tasks in a particular plant. | M
Main work center for Maint task | GEWRK | 8 | CHAR | Key, which uniquely identifies the main work center for this technical object. If the current technical object is being used as a reference object in a maintenance order, this work center will be proposed as the main work center in the order during internal processing. | M
Plant associated with main work center | WERGW | 4 | CHAR | Plant in which the main work center that has been entered is to be found | O
Catalog profile | RBNR | 9 | CHAR | Determines from a functional viewpoint which code groups can be used for a particular technical object. The catalog profile ensures that only appropriate codes can be used for a particular object, so that, for example, a problem that only occurs in the case of pumps cannot be used for a motor. | O
Tech object authorisation group | BEGRU | 4 | CHAR | Authorization group of a technical object in Plant maintenance. It is used to allocate the master record of the object to a group to which only certain users have access for processing the data. The users that have access authorization have the appropriate entry in their user master record. | O
Position in superior technical object | POSNR | 4 | CHAR | The position of the technical object in the superior technical object. The superior or subordinate technical object can be either a piece of equipment or a functional location. It can be used to display the position of the technical object in the structure display. If, in individual cases, you want to change the order in which they are sorted, you can do so by making an entry in the field Position | O
Settlement order | AUFNR | 12 | CHAR | Order, to which a maintenance order can be settled | O
Startup Date of tech object | DATAB | 10 | DATS | Enter start-up date of Functional Location. The format for the date is DD.MM.YYYY | O
Functional location label | STRNO | 40 | CHAR | The label is used to identify a functional location from a user's point of view. The functional location label can be changed where necessary. The system then automatically creates a labelling history and prevents historical labels from being reused without this first being checked. The labelling history also enables the interpretation of historical location labels in non-changeable documents outside the R/3 System. | M
Type of technical object | EQART | 10 | CHAR | Subdivision of a technical object for more exact description. Eg. Heavy goods vehicle, Automobile, Fork-lift truck. | O
Inventory Number | INVNR | 25 | CHAR | The number under which the technical object is stored in asset accounting. This field is allocated by blueprint for legacy number. | O
Gross weight | BRGEW | 17 | CHAR | Enter the weight of a Functional Location. May be useful in certain cases (load calculations, etc). To be investigated. | O
Weight unit | GEWEI | 3 | UNIT | Enter the weight of a Functional Location. May be useful in certain cases (load calculations, etc). To be investigated. | O
Size/dimension | GROES | 18 | CHAR | Enter the size and or dimensions of equipment. | O
Acquisition value | ANSWT | 17 | CHAR | Enter Functional Location Acquisition Value | O
Currency key | WAERS | 5 | CUKY | Enter Currency key | O
Acquisition date | ANSDT | 10 | DATS | Enter Functional Location Acquisition Value. The format for the date is DD.MM.YYYY | O
Manufacturer of asset | HERST | 30 | CHAR | The Manufacturer of the functional location | O
Country of manufacture | HERLD | 3 | CHAR | Enter Country of Origin of the Functional Location | O
Manufacturer model number | TYPBZ | 20 | CHAR | Enter Country of Origin of the Functional Location | O
Year of construction | BAUJJ | 4 | CHAR | Enter Construction Year of Functional Location. YYYY | O
Month of construction | BAUMM | 2 | CHAR | Enter Construction Month of Functional Location. MM | O
Manufacturer part number | MAPAR | 30 | CHAR | Enter Manufacturer Part Number. Free format | O
Manufacturer serial no | SERGE | 30 | CHAR | Enter Manufacturer Serial Number. Free format. | O

## Eqp template
Legacy Equipment No. | Equipment no. | New Functional Location | Description of technical object | LEN CHK | SAP equipment category | Date valid | Status Profile | Individual status of an object | Type of Technical Object | EQUIPMENT CLASS | Technical object authorization group | Weight of Object | Unit of weight | Size and dimension | Start-up date of Technical Object | Inventory no | Acquisition Value | Acquisition Currency | Acquisition Date | Manufacturer of asset | Country of Manufacture | Model number | Year of Construct | Month of Construct | Manuf Part No | Manuf Serial No | New Maintenance Plant | Sort field | Asset | Sub Asset | Company code | New Catalog Profile | Construction Type | Task list Usage | Material No. | Serial No. | Technical ID | Name in Location tab | Post Code in Location tab | Country | Long Text
25 | 18 | 40 | 40 |  | 1 | 10 |  | 4 | 10 |  | 4 | 13(3 Dec) | 3 | 18 | 10 | 25 | 13(3 Dec) | 5 | 10 | 30 | 3 | 20 | 4 | 2 | 30 | 30 | 4 |  | 12 | 4 | 4 | 9 |  |  | 18 | 18 |  |  |  |  | 70
BLANK | BLANK | MANDATORY | MANDATORY |  | BLANK | BLANK | BLANK | BLANK | MANDATORY |  | BLANK | OPTIONAL | OPTIONAL | OPTIONAL | BLANK | BLANK | OPTIONAL | OPTIONAL | OPTIONAL | MANDATORY | OPTIONAL | MANDATORY | OPTIONAL | OPTIONAL | OPTIONAL | MANDATORY | BLANK | BLANK | BLANK | BLANK | BLANK | BLANK | BLANK | BLANK | BLANK | BLANK | BLANK | BLANK | BLANK | BLANK | MANDATORY
[9 empty] | VASC | EP_VASC | NG10 |  |  | 1/2X1 NPT | [5 empty] | BROADY HULL-UK |  | 26001-CN-000 |  |  |  | PB41933 | NG01 |  |  |  | NG01 | CP_MEC405 | [8 empty] | BROADY HULL-UK 26001-CN-000, 1/2X1 NPT, RELIEF VALVE
[9 empty] | VASC | EP_VASC | NG10 |  |  | 1/2X1 NPT | [5 empty] | BROADY HULL-UK |  | 26001-CN-000 |  |  |  | PB41929 | NG01 |  |  |  | NG01 | CP_MEC405 | [8 empty] | BROADY HULL-UK 26001-CN-000, 1/2X1 NPT, RELIEF VALVE

## Eqp Description
Field Name | SAP Table field | Field Length | Field Type | Description | Mand Opt Default |  | Responsible Party
Example
Legacy Equipment No, |  | 25 | CHAR | Number by which equipment can be identified by the Legacy system. Not uploaded | O
Equipment no | EQUNR | 18 | CHAR | Number by which equipment can be identified (internally or system generated). | O
Description of technical object | SHTXT | 40 | CHAR | Component within a technical system, on which a maintenance task is to be performed | M
Class |  | 19 | CHAR | A class is a grouping of similar objects (in this case, equipment) according to common characteristics. This means, a class is a container of both, the characteristics relevant to a certain equipment and the respective equipment. | M
SAP equipment category | EQTYP | 1 | CHAR | Key for distinguishing individual equipment items according to their use in the SAP system e.g. machinery, device etc | M
Date valid | DATSL | 10 | DATS | This is a system-generated field, indicating the date of creation of an equipment record. The format for the date is DD.MM.YYYY and the system generated defaults is the current date but can be edited by the user. The field is used in analysing the results of equipment activation/de-activation, etc. | O
Individual status of an object | ETX04 | 4 | CHAR | This field indicates the current status of a user status | M
Type of Technical Object | EQART | 10 | CHAR | Field used as a means of consolidating classification information previously held in several legacy systems. Although available entries are the same as classes defined, there is no link established to the classification structure through the use of this field. Default is ISO equipment class + equipment type e.g. COCE for centrifugal compressors. | M
Technical object authorization group | BEGRU | 4 | CHAR | Authorization fields for technical objects | O
Weight of Object | BRGEW | 13(3 Dec) | QUAN | Enter the weight of a the Equipment, important in load calculations, lifting, transport, etc | O/M
Unit of weight | GEWEI | 3 | UNIT | Units of Measurement (UOM) are used to identify and quantify data stored within the SAP database. UOM are also relational within SAP – therefore the calculation ratio for interpreting kilos from grams is stored within UOM settings. SAP uses SI units of measure – this is the internationally recognised standard. | O/M
Size and dimension | GROES | 18 | CHAR | Enter size and dimension of equipment | M
Start-up date of Technical Object | INBDT | 10 | DATS | Enter start up date for Equipment. The format for the date is DD.MM.YYYY | M
Inventory no | INVNR | 25 | CHAR | The number under which the technical object is stored in asset accounting. This is field is used to store equipment legacy number which is crucial for mapping against other data entity | O
Acquisition Value | ANSWT | 13(3 Dec) | CURR | Enter Equipment Acquisition Value | M
Acquisition Currency | WAERS | 5 | CUKY | Enter Equipment Acquisition Currency | M
Acquisition Date | ANSDT | 10 | DATS | Enter Equipment Acquisition Date. The format for the date is DD.MM.YYYY | M
Manufacturer of asset | HERST | 30 | CHAR | Manufacturer of the Equipment | M
Country of Manufacture | HERLD | 3 | CHAR | Enter Country of Origin of the Equipment | M
Model number | TYPBZ | 20 | CHAR | Enter Manufacturer Model Number | M
Year of Construct | BAUJJ | 4 | CHAR | Enter Construction Year of Equipment. YYYY | M
Month of Construct | BAUMM | 2 | CHAR | Enter Construction Month of Equipment. MM | M
Manuf Part No | MAPAR | 30 | CHAR | Enter Manufacturer Part Number. Free format | M
Manuf Serial No | SERGE | 30 | CHAR | Enter Manufacturer Serial Number. Free format. | M
New Maintenance Plant | WARPL | 4 | CHAR | New Plant in which the technical objects of a company are installed. | M
Asset | ANLNR | 12 | CHAR | Object, a right or another item owned by the enterprise that is intended for long-term use, and can be individually identified in the balance sheet. | O
Sub Asset | ANLUN | 4 | CHAR | This is the number, which together with the main asset number uniquely identifies a fixed asset in Asset Accounting. Using the asset sub-number, you can: 1) Provide for separate management of later acquisitions to assets. 2) Represent complex fixed assets with their component parts. | O
Company code | BUKRS | 4 | CHAR | The smallest organisation unit where a chat of account can be drawn within the SAP system. | D
New Functional Location | TPLNR | 40 | CHAR | Element in a technical structure (for example a functional unit in the overall system). Pieces of equipment are installed at functional locations (installation/replacement of objects at a functional location). The times at which a piece of equipment is in use at a functional location are documented in chronological order. | M
New Catalog Profile | RBNR | 9 | CHAR | Determines from a functional viewpoint which code groups can be used for a particular technical object. The catalog profile ensures that only appropriate codes can be used for a particular object, so that, for example, a problem that only occurs in the case of pumps cannot be used for a motor. | M
Sort field | EQFNR | 30 | CHAR | You can enter a company-specific sort term in this field for the technical object. You can also define a matchcode for the field. | O
Material No. | MATNR | 18 | CHAR | Alphanumeric key uniquely identifying the material. This field is only utilise for movable equipments | O
Serial No. | SERNR | 18 | CHAR | Serial number of a serialized material. This field is only utilise for movable equipment | O