## Floc template
SuperiorFunctionalLocation | FunctionalLocationnumber | Count | Functional Location Level | Function Location Str indicator | Func Loc Category | Reference Functional Location | Description | LEN CHK | Maintenance Plant | Asset Location | Room | Plant Section | Work center | ABC indicator for Tech object | Sort Field | Company code | Main asset no | Asset sub number | Business area | Cost center | WBS Element | Standing order number | Construction type material object | Installation of Equipment allowed | Single equip inst'n at Func loc | Maintenance planning Plant | Planner group | Main work center for Maint task | Plant associated with main work center | Catalog profile | Tech object authorisation group | Position in superior technical object | Settlement order | Startup Date of tech object | Functional location label | Type of technical object | Inventory Number | Gross weight | Weight unit | Size/dimension | Acquisition value | Currency key | Acquisition date | Manufacturer of asset | Country of manufacture | Manufacturer model number | Year of construction | Month of construction | Manufacurer part number | Manufacturer serial no | Material no | FUCTIONAL LOCATION CLASSIFICATIONS | FUCTIONAL LOCATION CLASSIFICATIONS SCE | Long Text |  | Safety Critical? Yes/No | SCE Group | REASONS SCE AWARDED | PS Required | DATE SCE REVIEW CARRIED OUT | LAST VERIFICATION DATE
30 | 30 |  | 2 | 5 | 1 | 30 | 40 |  | 4 | 10 | 8 | 3 | 8 | 1 | 30 | 4 | 12 | 4 | 4 | 10 | 24 | 12 | 18 | 1 | 1 | 4 | 3 | 8 | 4 | 9 | 4 | 4 | 12 | 10 | 40 | 10 | 25 | 17 | 3 | 18 | 17 | 5 | 10 | 30 | 3 | 20 | 4 | 2 | 30 | 30 |  |  |  | 70
CLASS 1 METER (METER RUN 1)
NG.GBU.GBRG1.MS.1A-4501 | NG.GBRG1.1A-4501-45UR-001 | 25 | 8 | 00007 | A |  | SUPERVISORY COMPUTER, FISCAL METERIN PKG | 40 | NG01 | GBRG1 |  | PCH |  | A |  | NG01 |  |  |  |  | O.NG.PAE.GBA.FAC |  |  |  |  | NG01 | GBU | GBUINST | NG01 |  | CBPC |  |  |  | SUPERVISORY COMPUTER, FISCAL METERIN PKG | [16 empty] | EP_F_GENERAL | EP_F_PCE | SUPERVISORY COMPUTER, FISCAL METERIN PKG
NG.GBU.GBRG1.MS.1A-4501 | NG.GBRG1.1A-4501-45UR-101A | 26 | 8 | 00007 | A |  | FLOW COMPUTER 1, GAS MTRING PKG TRAIN 1 | 40 | NG01 | GBRG1 |  | PCH |  | A |  | NG01 |  |  |  |  | O.NG.PAE.GBA.FAC |  |  |  |  | NG01 | GBU | GBUINST | NG01 |  | CBPC |  |  |  | FLOW COMPUTER 1,GAS MTRING PKG TRAIN 1 (PAY) | [16 empty] | EP_F_GENERAL | EP_F_PCE | FLOW COMPUTER 1,GAS MTRING PKG TRAIN 1 (PAY) | 45
NG.GBU.GBRG1.MS.1A-4501 | NG.GBRG1.1A-4501-45UR-101B | 26 | 8 | 00007 | A |  | FLOW COMPUTER 2, GAS MTRING PKG TRAIN 1 | 40 | NG01 | GBRG1 |  | PCH |  | A |  | NG01 |  |  |  |  | O.NG.PAE.GBA.FAC |  |  |  |  | NG01 | GBU | GBUINST | NG01 |  | CBPC |  |  |  | FLOW COMPUTER 2,GAS MTRING PKG TRAIN 1(CHECK) | [16 empty] | EP_F_GENERAL | EP_F_PCE | FLOW COMPUTER 2,GAS MTRING PKG TRAIN 1(CHECK) | 47 | YES
NG.GBU.GBRG1.MS.1A-4501 | NG.GBRG1.1A-4501-45FICA-105 | 27 | 8 | 00007 | A |  | 45FICA-105,EXP METER,TR1,METER SYS,CPF | 38 | NG01 | GBRG1 |  | PCH |  | A |  | NG01 |  |  |  |  | O.NG.PAE.GBA.FAC |  |  |  |  | NG01 | GBU | GBUINST | NG01 |  | TXRE |  |  |  | 45FICA-105,EXP METER,TR1,METER SYS,CPF | [8 empty] | FMC ORIFICE | [5 empty] | UKMM 08 01 01479 |  | EP_F_GENERAL | EP_F_PCE | 45FICA-105,EXP METER,TR1,METER SYS,CPF | 38 | YES
NG.GBU.GBRG1.MS.1A-4501 | NG.GBRG1.1A-4501-45FT-101A | 26 | 8 | 00007 | A |  | 45FT-101/A,EXP METER,TR1,METER SYS,CPF | 38 | NG01 | GBRG1 |  | PCH |  | A |  | NG01 |  |  |  |  | O.NG.PAE.GBA.FAC |  |  |  |  | NG01 | GBU | GBUINST | NG01 |  | TXDP |  |  |  | 45FT-101/A,EXP METER (PAY),TR1,METER SYS,CPF | [8 empty] | EMERSON PROCESS MANAGEMENT |  | 3051CD | [5 empty] | EP_F_GENERAL | EP_F_PCE | 45FT-101/A,EXP METER (PAY),TR1,METER SYS,CPF | 44 | YES
NG.GBU.GBRG1.MS.1A-4501 | NG.GBRG1.1A-4501-45FT-101B | 26 | 8 | 00007 | A |  | 45FT-101/B,EXP METER,TR1,METER SYS,CPF | 38 | NG01 | GBRG1 |  | PCH |  | A |  | NG01 |  |  |  |  | O.NG.PAE.GBA.FAC |  |  |  |  | NG01 | GBU | GBUINST | NG01 |  | TXDP |  |  |  | 45FT-101/B,EXP METER, (CHECK)TR1,METER SYS,CPF | [8 empty] | EMERSON PROCESS MANAGEMENT |  | 3051CD | [5 empty] | EP_F_GENERAL | EP_F_PCE | 45FT-101/B,EXP METER, (CHECK)TR1,METER SYS,CPF | 46 | YES
NG.GBU.GBRG1.MS.1A-4501 | NG.GBRG1.1A-4501-45FT-101C | 26 | 8 | 00007 | A |  | 45FT-101/C,EXP METER,TR1,METER SYS,CPF | 38 | NG01 | GBRG1 |  | PCH |  | A |  | NG01 |  |  |  |  | O.NG.PAE.GBA.FAC |  |  |  |  | NG01 | GBU | GBUINST | NG01 |  | TXDP |  |  |  | 45FT-101/C,EXP METER,(PAY)TR1,METER SYS,CPF | [8 empty] | EMERSON PROCESS MANAGEMENT |  | 3051CD | [5 empty] | EP_F_GENERAL | EP_F_PCE | 45FT-101/C,EXP METER,(PAY)TR1,METER SYS,CPF | 43 | YES
NG.GBU.GBRG1.MS.1A-4501 | NG.GBRG1.1A-4501-45FT-101D | 26 | 8 | 00007 | A |  | 45FT-101/D,EXP METER,TR1,METER SYS,CPF | 38 | NG01 | GBRG1 |  | PCH |  | A |  | NG01 |  |  |  |  | O.NG.PAE.GBA.FAC |  |  |  |  | NG01 | GBU | GBUINST | NG01 |  | TXDP |  |  |  | 45FT-101/D,EXP METER (CHECK),TR1,METER SYS,CPF | [8 empty] | EMERSON PROCESS MANAGEMENT |  | 3051CD | [5 empty] | EP_F_GENERAL | EP_F_PCE | 45FT-101/D,EXP METER (CHECK),TR1,METER SYS,CPF | 46 | YES
NG.GBU.GBRG1.MS.1A-4501 | NG.GBRG1.1A-4501-45TT-101A | 26 | 8 | 00007 | A |  | 45TT-101/A,EXP METER,TR1,METER SYS,CPF | 38 | NG01 | GBRG1 |  | PCH |  | A |  | NG01 |  |  |  |  | O.NG.PAE.GBA.FAC |  |  |  |  | NG01 | GBU | GBUINST | NG01 |  | TXTE |  |  |  | 45TT-101/A,EXP METER (PAY)TR1,METER SYS,CPF | [8 empty] | EMERSON PROCESS MANAGEMENT | [7 empty] | EP_F_GENERAL | EP_F_PCE | 45TT-101/A,EXP METER (PAY)TR1,METER SYS,CPF | 43 | YES
NG.GBU.GBRG1.MS.1A-4501 | NG.GBRG1.1A-4501-45TE-101A | 26 | 8 | 00007 | A |  | 45TE-101/A,EXP METER,TR1,METER SYS,CPF | 38 | NG01 | GBRG1 |  | PCH |  | A |  | NG01 |  |  |  |  | O.NG.PAE.GBA.FAC |  |  |  |  | NG01 | GBU | GBUINST | NG01 |  | TXRE |  |  |  | 45TE-101/A,EXP METER,(PAY)TR1,METER SYS,CPF | [8 empty] | EMERSON PROCESS MANAGEMENT | [7 empty] | EP_F_GENERAL | EP_F_PCE | 45TE-101/A,EXP METER,(PAY)TR1,METER SYS,CPF | 43 | YES
NG.GBU.GBRG1.MS.1A-4501 | NG.GBRG1.1A-4501-45TT-101B | 26 | 8 | 00007 | A |  | 45TT-101/B,EXP METER,TR1,METER SYS,CPF | 38 | NG01 | GBRG1 |  | PCH |  | A |  | NG01 |  |  |  |  | O.NG.PAE.GBA.FAC |  |  |  |  | NG01 | GBU | GBUINST | NG01 |  | TXTE |  |  |  | 45TT-101/B,EXP METER,(CHECK)TR1,METER SYS,CPF | [8 empty] | EMERSON PROCESS MANAGEMENT | [7 empty] | EP_F_GENERAL | EP_F_PCE | 45TT-101/B,EXP METER,(CHECK)TR1,METER SYS,CPF | 45 | YES
NG.GBU.GBRG1.MS.1A-4501 | NG.GBRG1.1A-4501-45TE-101B | 26 | 8 | 00007 | A |  | 45TE-101/B,EXP METER,TR1,METER SYS,CPF | 38 | NG01 | GBRG1 |  | PCH |  | A |  | NG01 |  |  |  |  | O.NG.PAE.GBA.FAC |  |  |  |  | NG01 | GBU | GBUINST | NG01 |  | TXRE |  |  |  | 45TE-101/B,EXP METER,(CHECK)TR1,METER SYS,CPF | [8 empty] | EMERSON PROCESS MANAGEMENT | [7 empty] | EP_F_GENERAL | EP_F_PCE | 45TE-101/B,EXP METER,(CHECK)TR1,METER SYS,CPF | 45 | YES
NG.GBU.GBRG1.MS.1A-4501 | NG.GBRG1.1A-4501-45PT-101A | 26 | 8 | 00007 | A |  | 45PT-101/A,EXP METER,TR1,METER SYS,CPF | 38 | NG01 | GBRG1 |  | PCH |  | A |  | NG01 |  |  |  |  | O.NG.PAE.GBA.FAC |  |  |  |  | NG01 | GBU | GBUINST | NG01 |  | TXPR |  |  |  | 45PT-101/A,EXP METER,(PAY)TR1,METER SYS,CPF | [8 empty] | EMERSON PROCESS MANAGEMENT | [7 empty] | EP_F_GENERAL | EP_F_PCE | 45PT-101/A,EXP METER,(PAY)TR1,METER SYS,CPF | 43 | YES
NG.GBU.GBRG1.MS.1A-4501 | NG.GBRG1.1A-4501-45PT-101B | 26 | 8 | 00007 | A |  | 45PT-101/B,EXP METER,TR1,METER SYS,CPF | 38 | NG01 | GBRG1 |  | PCH |  | A |  | NG01 |  |  |  |  | O.NG.PAE.GBA.FAC |  |  |  |  | NG01 | GBU | GBUINST | NG01 |  | TXPR |  |  |  | 45PT-101/B,EXP METER,(CHECK)TR1,METER SYS,CPF | [8 empty] | EMERSON PROCESS MANAGEMENT | [7 empty] | EP_F_GENERAL | EP_F_PCE | 45PT-101/B,EXP METER,(CHECK)TR1,METER SYS,CPF | 45 | YES
CLASS 1 METER (METER RUN 2)
NG.GBU.GBRG1.MS.1A-4501 | NG.GBRG1.2A-4501-45UR-201A | 26 | 8 | 00007 | A |  | FLOW COMPUTER 1, GAS MTRING PKG TRAIN 2 | 40 | NG01 | GBRG1 |  | PCH |  | A |  | NG01 |  |  |  |  | O.NG.PAE.GBA.FAC |  |  |  |  | NG01 | GBU | GBUINST | NG01 |  | CBPC |  |  |  | FLOW COMPUTER 1,GAS MTRING PKG TRAIN 2(PAY) | [16 empty] | EP_F_GENERAL | EP_F_PCE | FLOW COMPUTER 1,GAS MTRING PKG TRAIN 2(PAY) | 44 | YES
NG.GBU.GBRG1.MS.1A-4501 | NG.GBRG1.2A-4501-45UR-201B | 26 | 8 | 00007 | A |  | FLOW COMPUTER 2, GAS MTRING PKG TRAIN 2 | 40 | NG01 | GBRG1 |  | PCH |  | A |  | NG01 |  |  |  |  | O.NG.PAE.GBA.FAC |  |  |  |  | NG01 | GBU | GBUINST | NG01 |  | CBPC |  |  |  | FLOW COMPUTER 2,GAS MTRING PKG TRAIN 2(CHECK) | [16 empty] | EP_F_GENERAL | EP_F_PCE | FLOW COMPUTER 2,GAS MTRING PKG TRAIN 2(CHECK) | 47 | YES
NG.GBU.GBRG1.MS.2A-4501 | NG.GBRG1.2A-4501-45FICA-205 | 27 | 8 | 00007 | A |  | 45FICA-205,EXP METER,TR2,METER SYS,CPF | 38 | NG01 | GBRG1 |  | PCH |  | A |  | NG01 |  |  |  |  | O.NG.PAE.GBA.FAC |  |  |  |  | NG01 | GBU | GBUINST | NG01 |  | TXRE |  |  |  | 45FICA-205,EXP METER,TR2,METER SYS,CPF | [8 empty] | FMC ORIFICE | [5 empty] | UKMM 08 01 01477 |  | EP_F_GENERAL | EP_F_PCE | 45FICA-205,EXP METER,TR2,METER SYS,CPF | 38 | YES
NG.GBU.GBRG1.MS.2A-4501 | NG.GBRG1.2A-4501-45FT-201A | 26 | 8 | 00007 | A |  | 45FT-201/A,EXP METER,TR2,METER SYS,CPF | 38 | NG01 | GBRG1 |  | PCH |  | A |  | NG01 |  |  |  |  | O.NG.PAE.GBA.FAC |  |  |  |  | NG01 | GBU | GBUINST | NG01 |  | TXDP |  |  |  | 45FT-201/A,EXP METER (PAY),TR2,METER SYS,CPF | [8 empty] | EMERSON PROCESS MANAGEMENT |  | 3051CD | [5 empty] | EP_F_GENERAL | EP_F_PCE | 45FT-201/A,EXP METER (PAY),TR2,METER SYS,CPF | 44 | YES
NG.GBU.GBRG1.MS.2A-4501 | NG.GBRG1.2A-4501-45FT-201A | 26 | 8 | 00007 | A |  | 45FT-201/B,EXP METER,TR2,METER SYS,CPF | 38 | NG01 | GBRG1 |  | PCH |  | A |  | NG01 |  |  |  |  | O.NG.PAE.GBA.FAC |  |  |  |  | NG01 | GBU | GBUINST | NG01 |  | TXDP |  |  |  | 45FT-201/B,EXP METER, (CHECK)TR2,METER SYS,CPF | [8 empty] | EMERSON PROCESS MANAGEMENT |  | 3051CD | [5 empty] | EP_F_GENERAL | EP_F_PCE | 45FT-201/B,EXP METER, (CHECK)TR2,METER SYS,CPF | 46 | YES
NG.GBU.GBRG1.MS.2A-4501 | NG.GBRG1.2A-4501-45FT-201C | 26 | 8 | 00007 | A |  | 45FT-201/C,EXP METER,TR2,METER SYS,CPF | 38 | NG01 | GBRG1 |  | PCH |  | A |  | NG01 |  |  |  |  | O.NG.PAE.GBA.FAC |  |  |  |  | NG01 | GBU | GBUINST | NG01 |  | TXDP |  |  |  | 45FT-101/C,EXP METER,(PAY)TR1,METER SYS,CPF | [8 empty] | EMERSON PROCESS MANAGEMENT |  | 3051CD | [5 empty] | EP_F_GENERAL | EP_F_PCE | 45FT-101/C,EXP METER,(PAY)TR1,METER SYS,CPF | 43 | YES
NG.GBU.GBRG1.MS.2A-4501 | NG.GBRG1.2A-4501-45FT-201C | 26 | 8 | 00007 | A |  | 45FT-201/D,EXP METER,TR2,METER SYS,CPF | 38 | NG01 | GBRG1 |  | PCH |  | A |  | NG01 |  |  |  |  | O.NG.PAE.GBA.FAC |  |  |  |  | NG01 | GBU | GBUINST | NG01 |  | TXDP |  |  |  | 45FT-201/D,EXP METER (CHECK),TR2,METER SYS,CPF | [8 empty] | EMERSON PROCESS MANAGEMENT |  | 3051CD | [5 empty] | EP_F_GENERAL | EP_F_PCE | 45FT-201/D,EXP METER (CHECK),TR2,METER SYS,CPF | 46 | YES
NG.GBU.GBRG1.MS.2A-4501 | NG.GBRG1.2A-4501-45TT-201A | 26 | 8 | 00007 | A |  | 45TT-201/A,EXP METER,TR2,METER SYS,CPF | 38 | NG01 | GBRG1 |  | PCH |  | A |  | NG01 |  |  |  |  | O.NG.PAE.GBA.FAC |  |  |  |  | NG01 | GBU | GBUINST | NG01 |  | TXTE |  |  |  | 45TT-201/A,EXP METER (PAY)TR2,METER SYS,CPF | [8 empty] | EMERSON PROCESS MANAGEMENT | [7 empty] | EP_F_GENERAL | EP_F_PCE | 45TT-201/A,EXP METER (PAY)TR2,METER SYS,CPF | 43 | YES
NG.GBU.GBRG1.MS.2A-4501 | NG.GBRG1.2A-4501-45TE-201A | 26 | 8 | 00007 | A |  | 45TE-201/A,EXP METER,TR2,METER SYS,CPF | 38 | NG01 | GBRG1 |  | PCH |  | A |  | NG01 |  |  |  |  | O.NG.PAE.GBA.FAC |  |  |  |  | NG01 | GBU | GBUINST | NG01 |  | TXRE |  |  |  | 45TE-201/A,EXP METER,(PAY)TR2,METER SYS,CPF | [8 empty] | EMERSON PROCESS MANAGEMENT | [7 empty] | EP_F_GENERAL | EP_F_PCE | 45TE-201/A,EXP METER,(PAY)TR2,METER SYS,CPF | 43 | YES
NG.GBU.GBRG1.MS.2A-4501 | NG.GBRG1.2A-4501-45TT-201B | 26 | 8 | 00007 | A |  | 45TT-201/B,EXP METER,TR2,METER SYS,CPF | 38 | NG01 | GBRG1 |  | PCH |  | A |  | NG01 |  |  |  |  | O.NG.PAE.GBA.FAC |  |  |  |  | NG01 | GBU | GBUINST | NG01 |  | TXTE |  |  |  | 45TT-201/B,EXP METER,(CHECK)TR2,METER SYS,CPF | [8 empty] | EMERSON PROCESS MANAGEMENT | [7 empty] | EP_F_GENERAL | EP_F_PCE | 45TT-201/B,EXP METER,(CHECK)TR2,METER SYS,CPF | 45 | YES
NG.GBU.GBRG1.MS.2A-4501 | NG.GBRG1.2A-4501-45TE-201B | 26 | 8 | 00007 | A |  | 45TE-201/B,EXP METER,TR2,METER SYS,CPF | 38 | NG01 | GBRG1 |  | PCH |  | A |  | NG01 |  |  |  |  | O.NG.PAE.GBA.FAC |  |  |  |  | NG01 | GBU | GBUINST | NG01 |  | TXRE |  |  |  | 45TE-201/B,EXP METER,(CHECK)TR1,METER SYS,CPF | [8 empty] | EMERSON PROCESS MANAGEMENT | [7 empty] | EP_F_GENERAL | EP_F_PCE | 45TE-201/B,EXP METER,(CHECK)TR1,METER SYS,CPF | 45 | YES
NG.GBU.GBRG1.MS.2A-4501 | NG.GBRG1.2A-4501-45PT-201A | 26 | 8 | 00007 | A |  | 45PT-201/A,EXP METER,TR2,METER SYS,CPF | 38 | NG01 | GBRG1 |  | PCH |  | A |  | NG01 |  |  |  |  | O.NG.PAE.GBA.FAC |  |  |  |  | NG01 | GBU | GBUINST | NG01 |  | TXPR |  |  |  | 45PT-201/A,EXP METER,(PAY)TR2,METER SYS,CPF | [8 empty] | EMERSON PROCESS MANAGEMENT | [7 empty] | EP_F_GENERAL | EP_F_PCE | 45PT-201/A,EXP METER,(PAY)TR2,METER SYS,CPF | 43 | YES
NG.GBU.GBRG1.MS.2A-4501 | NG.GBRG1.2A-4501-45PT-201B | 26 | 8 | 00007 | A |  | 45PT-201/B,EXP METER,TR2,METER SYS,CPF | 38 | NG01 | GBRG1 |  | PCH |  | A |  | NG01 |  |  |  |  | O.NG.PAE.GBA.FAC |  |  |  |  | NG01 | GBU | GBUINST | NG01 |  | TXPR |  |  |  | 45PT-201/B,EXP METER,(CHECK)TR2,METER SYS,CPF | [8 empty] | EMERSON PROCESS MANAGEMENT | [7 empty] | EP_F_GENERAL | EP_F_PCE | 45PT-201/B,EXP METER,(CHECK)TR2,METER SYS,CPF | 45 | YES
CLASS 1 METER (METER RUN 3)
NG.GBU.GBRG1.MS.4A-4501 | NG.GBRG1.2A-4501-45UR-401A | 26 | 8 | 00007 | A |  | FLOW COMPUTER 1, GAS MTRING PKG TRAIN 4 | 40 | NG01 | GBRG1 |  | PCH |  | A |  | NG01
NG.GBU.GBRG1.MS.4A-4501 | NG.GBRG1.2A-4501-45UR-401B | 26 | 8 | 00007 | A |  | FLOW COMPUTER 2, GAS MTRING PKG TRAIN 4 | 40 | NG01 | GBRG1 |  | PCH |  | A |  | NG01
NG.GBU.GBRG1.MS.4A-4501 | NG.GBRG1.4A-4501-45FICA-405 | 27 | 8 | 00007 | A |  | 45FICA-405,EXP METER,SPARE RUN,METER SYS | 40 | NG01 | GBRG1 |  | PCH |  | A |  | NG01 |  |  |  |  | O.NG.PAE.GBA.FAC |  |  |  |  | NG01 | GBU | GBUINST | NG01 |  | TXRE |  |  |  | 45FICA-405,EXP METER,SPARE RUN,METER SYS,CPF | [8 empty] | FMC ORIFICE | [5 empty] | UKMM 08 01 01478 |  | EP_F_GENERAL | EP_F_PCE | 45FICA-405,EXP METER,SPARE RUN,METER SYS,CPF | 44 | YES
NG.GBU.GBRG1.MS.4A-4501 | NG.GBRG1.4A-4501-45FT-401A | 26 | 8 | 00007 | A |  | 45FT-401/A,EXP METER,SPARE RUN,METER SYS | 40 | NG01 | GBRG1 |  | PCH |  | A |  | NG01 |  |  |  |  | O.NG.PAE.GBA.FAC |  |  |  |  | NG01 | GBU | GBUINST | NG01 |  | TXDP |  |  |  | 45FT-401/A,EXP METER (PAY),SPARE RUN,METER SYS,CPF | [8 empty] | EMERSON PROCESS MANAGEMENT |  | 3051CD | [5 empty] | EP_F_GENERAL | EP_F_PCE | 45FT-401/A,EXP METER (PAY),SPARE RUN,METER SYS,CPF | 51 | YES
NG.GBU.GBRG1.MS.4A-4501 | NG.GBRG1.4A-4501-45FT-401A | 26 | 8 | 00007 | A |  | 45FT-401/B,EXP METER,SPARE RUN,METER SYS | 40 | NG01 | GBRG1 |  | PCH |  | A |  | NG01 |  |  |  |  | O.NG.PAE.GBA.FAC |  |  |  |  | NG01 | GBU | GBUINST | NG01 |  | TXDP |  |  |  | 45FT-401/B,EXP METER, (CHECK)SPARE RUN,METER SYS,CPF | [8 empty] | EMERSON PROCESS MANAGEMENT |  | 3051CD | [5 empty] | EP_F_GENERAL | EP_F_PCE | 45FT-401/B,EXP METER, (CHECK)SPARE RUN,METER SYS,CPF | 52 | YES
NG.GBU.GBRG1.MS.4A-4501 | NG.GBRG1.4A-4501-45FT-401C | 26 | 8 | 00007 | A |  | 45FT-401/C,EXP METER,SPARE RUN,METER SYS | 40 | NG01 | GBRG1 |  | PCH |  | A |  | NG01 |  |  |  |  | O.NG.PAE.GBA.FAC |  |  |  |  | NG01 | GBU | GBUINST | NG01 |  | TXDP |  |  |  | 45FT-401/C,EXP METER,(PAY)TR1,METER SYS,CPF | [8 empty] | EMERSON PROCESS MANAGEMENT |  | 3051CD | [5 empty] | EP_F_GENERAL | EP_F_PCE | 45FT-401/C,EXP METER,(PAY)TR1,METER SYS,CPF | 43 | YES
NG.GBU.GBRG1.MS.4A-4501 | NG.GBRG1.4A-4501-45FT-401C | 26 | 8 | 00007 | A |  | 45FT-401/D,EXP METER,SPARE RUN,METER SYS | 40 | NG01 | GBRG1 |  | PCH |  | A |  | NG01 |  |  |  |  | O.NG.PAE.GBA.FAC |  |  |  |  | NG01 | GBU | GBUINST | NG01 |  | TXDP |  |  |  | 45FT-401/D,EXP METER (CHECK),SPARE RUN,METER SYS,CPF | [8 empty] | EMERSON PROCESS MANAGEMENT |  | 3051CD | [5 empty] | EP_F_GENERAL | EP_F_PCE | 45FT-401/D,EXP METER (CHECK),SPARE RUN,METER SYS,CPF | 52 | YES
NG.GBU.GBRG1.MS.4A-4501 | NG.GBRG1.4A-4501-45TT-401A | 26 | 8 | 00007 | A |  | 45TT-401/A,EXP METER,SPARE RUN,METER SYS | 40 | NG01 | GBRG1 |  | PCH |  | A |  | NG01 |  |  |  |  | O.NG.PAE.GBA.FAC |  |  |  |  | NG01 | GBU | GBUINST | NG01 |  | TXTE |  |  |  | 45TT-401/A,EXP METER (PAY)SPARE RUN,METER SYS,CPF | [8 empty] | EMERSON PROCESS MANAGEMENT | [7 empty] | EP_F_GENERAL | EP_F_PCE | 45TT-401/A,EXP METER (PAY)SPARE RUN,METER SYS,CPF | 49 | YES
NG.GBU.GBRG1.MS.4A-4501 | NG.GBRG1.4A-4501-45TE-401A | 26 | 8 | 00007 | A |  | 45TE-401/A,EXP METER,SPARE RUN,METER SYS | 40 | NG01 | GBRG1 |  | PCH |  | A |  | NG01 |  |  |  |  | O.NG.PAE.GBA.FAC |  |  |  |  | NG01 | GBU | GBUINST | NG01 |  | TXRE |  |  |  | 45TE-401/A,EXP METER,(PAY)TR2,METER SYS,CPF | [8 empty] | EMERSON PROCESS MANAGEMENT | [7 empty] | EP_F_GENERAL | EP_F_PCE | 45TE-401/A,EXP METER,(PAY)TR2,METER SYS,CPF | 43 | YES
NG.GBU.GBRG1.MS.4A-4501 | NG.GBRG1.4A-4501-45TT-401B | 26 | 8 | 00007 | A |  | 45TT-401/B,EXP METER,SPARE RUN,METER SYS | 40 | NG01 | GBRG1 |  | PCH |  | A |  | NG01 |  |  |  |  | O.NG.PAE.GBA.FAC |  |  |  |  | NG01 | GBU | GBUINST | NG01 |  | TXTE |  |  |  | 45TT-401/B,EXP METER,(CHECK)SPARE RUN,METER SYS,CPF | [8 empty] | EMERSON PROCESS MANAGEMENT | [7 empty] | EP_F_GENERAL | EP_F_PCE | 45TT-401/B,EXP METER,(CHECK)SPARE RUN,METER SYS,CPF | 51 | YES
NG.GBU.GBRG1.MS.4A-4501 | NG.GBRG1.4A-4501-45TE-401B | 26 | 8 | 00007 | A |  | 45TE-401/B,EXP METER,SPARE RUN,METER SYS | 40 | NG01 | GBRG1 |  | PCH |  | A |  | NG01 |  |  |  |  | O.NG.PAE.GBA.FAC |  |  |  |  | NG01 | GBU | GBUINST | NG01 |  | TXRE |  |  |  | 45TE-401/B,EXP METER,(CHECK)SPARE RUN,METER SYS,CPF | [8 empty] | EMERSON PROCESS MANAGEMENT | [7 empty] | EP_F_GENERAL | EP_F_PCE | 45TE-401/B,EXP METER,(CHECK)SPARE RUN,METER SYS,CPF | 52 | YES
NG.GBU.GBRG1.MS.4A-4501 | NG.GBRG1.4A-4501-45PT-401A | 26 | 8 | 00007 | A |  | 45PT-401/A,EXP METER,SPARE RUN,METER SYS | 40 | NG01 | GBRG1 |  | PCH |  | A |  | NG01 |  |  |  |  | O.NG.PAE.GBA.FAC |  |  |  |  | NG01 | GBU | GBUINST | NG01 |  | TXPR |  |  |  | 45PT-401/A,EXP METER,(PAY)SPARE RUN,METER SYS,CPF | [8 empty] | EMERSON PROCESS MANAGEMENT | [7 empty] | EP_F_GENERAL | EP_F_PCE | 45PT-401/A,EXP METER,(PAY)SPARE RUN,METER SYS,CPF | 50 | YES
NG.GBU.GBRG1.MS.4A-4501 | NG.GBRG1.4A-4501-45PT-401B | 26 | 8 | 00007 | A |  | 45PT-401/B,EXP METER,SPARE RUN,METER SYS | 40 | NG01 | GBRG1 |  | PCH |  | A |  | NG01 |  |  |  |  | O.NG.PAE.GBA.FAC |  |  |  |  | NG01 | GBU | GBUINST | NG01 |  | TXPR |  |  |  | 45PT-401/B,EXP METER,(CHECK)SPARE RUN,METER SYS,CPF | [8 empty] | EMERSON PROCESS MANAGEMENT | [7 empty] | EP_F_GENERAL | EP_F_PCE | 45PT-401/B,EXP METER,(CHECK)SPARE RUN,METER SYS,CPF | 51 | YES
CLASS 1 METER (FUEL GAS BUY BACK 1)
NG.GBU.GBRG1.MS.A-4502A | NG.GBRG1.4A-4501-45UR-801A | 26 | 8 | 00007 | A |  | FLOW COMPUTER 1, GAS IMP,METER A SYS,CPF | 40 | NG01 | GBRG1 |  | PCH |  | A |  | NG01 |  |  |  |  | O.NG.PAE.GBA.FAC |  |  |  |  | NG01 | GBU | GBUINST | NG01 |  | CBPC |  |  |  | FLOW COMPUTER 1, GAS IMP,METER A SYS,CPF | [16 empty] | EP_F_GENERAL | EP_F_PCE | FLOW COMPUTER 1, GAS IMP,METER A SYS,CPF | 40 | YES
NG.GBU.GBRG1.MS.A-4502A | NG.GBRG1.4A-4501-45UR-801B | 26 | 8 | 00007 | A |  | FLOW COMPUTER 2, GAS IMP,METER A SYS,CPF | 40 | NG01 | GBRG1 |  | PCH |  | A |  | NG01 |  |  |  |  | O.NG.PAE.GBA.FAC |  |  |  |  | NG01 | GBU | GBUINST | NG01 |  | CBPC |  |  |  | FLOW COMPUTER 2, GAS IMP,METER A SYS,CPF | [16 empty] | EP_F_GENERAL | EP_F_PCE | FLOW COMPUTER 2, GAS IMP,METER A SYS,CPF | 40 | YES
NG.GBU.GBRG1.MS.A-4502A | NG.GBRG1.A-4502A-45FT-801 | 25 | 8 | 00007 | A |  | 45FT-801,GAS IMP METER A,METER SYS,CPF | 38 | NG01 | GBRG1 |  | PCH |  | A |  | NG01 |  |  |  |  | O.NG.PAE.GBA.FAC |  |  |  |  | NG01 | GBU | GBUINST | NG01 |  | TXMF |  |  |  | 45FT-801,GAS IMP METER A,METER SYS,CPF | [8 empty] | SICK |  | ALTO IV / FLOWSIC600 | [5 empty] | EP_F_GENERAL | EP_F_PCE | 45FT-801,GAS IMP METER A,METER SYS,CPF | 38 | YES
NG.GBU.GBRG1.MS.A-4502A | NG.GBRG1.A-4502A-45FE-801 | 25 | 8 | 00007 | A |  | 45FE-801,GAS IMP METER A,METER SYS,CPF | 38 | NG01 | GBRG1 |  | PCH |  | A |  | NG01 |  |  |  |  | O.NG.PAE.GBA.FAC |  |  |  |  | NG01 | GBU | GBUINST | NG01 |  | LOIN |  |  |  | 45FE-801,GAS IMP METER A,METER SYS,CPF | [8 empty] | SICK |  | ALTO IV / FLOWSIC600 | [5 empty] | EP_F_GENERAL | EP_F_PCE | 45FE-801,GAS IMP METER A,METER SYS,CPF | 38 | YES
NG.GBU.GBRG1.MS.A-4502A | NG.GBRG1.A-4502A-45PT-801 | 25 | 8 | 00007 | A |  | 45PT-801,GAS IMP METER A,METER SYS,CPF | 38 | NG01 | GBRG1 |  | PCH |  | A |  | NG01 |  |  |  |  | O.NG.PAE.GBA.FAC |  |  |  |  | NG01 | GBU | GBUINST | NG01 |  | TXPR |  |  |  | 45PT-801,GAS IMP METER A,METER SYS,CPF | [8 empty] | EMERSON PROCESS MANAGEMENT |  | 3051 | [5 empty] | EP_F_GENERAL | EP_F_PCE | 45PT-801,GAS IMP METER A,METER SYS,CPF | 38 | YES
NG.GBU.GBRG1.MS.A-4502A | NG.GBRG1.A-4502A-45TT-801 | 25 | 8 | 00007 | A |  | 45TT-801,GAS IMP METER A,METER SYS,CPF | 38 | NG01 | GBRG1 |  | PCH |  | A |  | NG01 |  |  |  |  | O.NG.PAE.GBA.FAC |  |  |  |  | NG01 | GBU | GBUINST | NG01 |  | TXTE |  |  |  | 45TT-801,GAS IMP METER A,METER SYS,CPF | [8 empty] | EMERSON PROCESS MANAGEMENT |  | 02154567 | [5 empty] | EP_F_GENERAL | EP_F_PCE | 45TT-801,GAS IMP METER A,METER SYS,CPF | 38 | YES
NG.GBU.GBRG1.MS.A-4502A | NG.GBRG1.A-4502A-45TE-801 | 25 | 8 | 00007 | A |  | 45TE-801,GAS IMP METER A,METER SYS,CPF | 38 | NG01 | GBRG1 |  | PCH |  | A |  | NG01 |  |  |  |  | O.NG.PAE.GBA.FAC |  |  |  |  | NG01 | GBU | GBUINST | NG01 |  | TXRE |  |  |  | 45TE-801,GAS IMP METER A,METER SYS,CPF | [8 empty] | EMERSON PROCESS MANAGEMENT | [7 empty] | EP_F_GENERAL | EP_F_PCE | 45TE-801,GAS IMP METER A,METER SYS,CPF | 38 | YES
CLASS 1 METER (FUEL GAS BUY BACK 2)
NG.GBU.GBRG1.MS.A-4502B | NG.GBRG1.4A-4501-45UR-901A | 26 | 8 | 00007 | A |  | FLOW COMPUTER 1, GAS IMP,METER B SYS,CPF | 40 | NG01 | GBRG1 |  | PCH |  | A |  | NG01 |  |  |  |  | O.NG.PAE.GBA.FAC |  |  |  |  | NG01 | GBU | GBUINST | NG01 |  | CBPC |  |  |  | FLOW COMPUTER 1, GAS IMP,METER B SYS,CPF | [16 empty] | EP_F_GENERAL | EP_F_PCE | FLOW COMPUTER 1, GAS IMP,METER B SYS,CPF | 40 | YES
NG.GBU.GBRG1.MS.A-4502B | NG.GBRG1.4A-4501-45UR-901B | 26 | 8 | 00007 | A |  | FLOW COMPUTER 2, GAS IMP,METER B SYS,CPF | 40 | NG01 | GBRG1 |  | PCH |  | A |  | NG01 |  |  |  |  | O.NG.PAE.GBA.FAC |  |  |  |  | NG01 | GBU | GBUINST | NG01 |  | CBPC |  |  |  | FLOW COMPUTER 2, GAS IMP,METER B SYS,CPF | [16 empty] | EP_F_GENERAL | EP_F_PCE | FLOW COMPUTER 2, GAS IMP,METER B SYS,CPF | 40 | YES
NG.GBU.GBRG1.MS.A-4502B | NG.GBRG1.A-4502B-45FT-901 | 25 | 8 | 00007 | A |  | 45FT-901,GAS IMP METER B,METER SYS,CPF | 38 | NG01 | GBRG1 |  | PCH |  | A |  | NG01 |  |  |  |  | O.NG.PAE.GBA.FAC |  |  |  |  | NG01 | GBU | GBUINST | NG01 |  | TXMF |  |  |  | 45FT-901,GAS IMP METER B,METER SYS,CPF | [8 empty] | SICK |  | ALTO IV / FLOWSIC600 | [5 empty] | EP_F_GENERAL | EP_F_PCE | 45FT-901,GAS IMP METER B,METER SYS,CPF | 38 | YES
NG.GBRG1.A-4502B-45FE-901 | NG.GBRG1.A-4502B-45FE-901 | 25 | 8 | 00007 | A |  | 45FE-901,GAS IMP METER B,METER SYS,CPF | 38 | NG01 | GBRG1 |  | PCH |  | A |  | NG01 |  |  |  |  | O.NG.PAE.GBA.FAC |  |  |  |  | NG01 | GBU | GBUINST | NG01 |  | LOIN |  |  |  | 45FE-901,GAS IMP METER B,METER SYS,CPF | [8 empty] | SICK |  | ALTO IV / FLOWSIC600 | [5 empty] | EP_F_GENERAL | EP_F_PCE | 45FE-901,GAS IMP METER B,METER SYS,CPF | 38 | YES
NG.GBU.GBRG1.MS.A-4502B | NG.GBRG1.A-4502B-45PT-901 | 25 | 8 | 00007 | A |  | 45PT-901,GAS IMP METER B,METER SYS,CPF | 38 | NG01 | GBRG1 |  | PCH |  | A |  | NG01 |  |  |  |  | O.NG.PAE.GBA.FAC |  |  |  |  | NG01 | GBU | GBUINST | NG01 |  | TXPR |  |  |  | 45PT-901,GAS IMP METER B,METER SYS,CPF | [8 empty] | EMERSON PROCESS MANAGEMENT |  | 3051 | [5 empty] | EP_F_GENERAL | EP_F_PCE | 45PT-901,GAS IMP METER B,METER SYS,CPF | 38 | YES
NG.GBU.GBRG1.MS.A-4502B | NG.GBRG1.A-4502B-45TT-901 | 25 | 8 | 00007 | A |  | 45TT-901,GAS IMP METER B,METER SYS,CPF | 38 | NG01 | GBRG1 |  | PCH |  | A |  | NG01 |  |  |  |  | O.NG.PAE.GBA.FAC |  |  |  |  | NG01 | GBU | GBUINST | NG01 |  | TXTE |  |  |  | 45TT-901,GAS IMP METER B,METER SYS,CPF | [8 empty] | EMERSON PROCESS MANAGEMENT |  | 02154568 | [5 empty] | EP_F_GENERAL | EP_F_PCE | 45TT-901,GAS IMP METER B,METER SYS,CPF | 38 | YES
NG.GBU.GBRG1.MS.A-4502B | NG.GBRG1.A-4502B-45TE-901 | 25 | 8 | 00007 | A |  | 45TE-901,GAS IMP METER B,METER SYS,CPF | 38 | NG01 | GBRG1 |  | PCH |  | A |  | NG01 |  |  |  |  | O.NG.PAE.GBA.FAC |  |  |  |  | NG01 | GBU | GBUINST | NG01 |  | TXRE |  |  |  | 45TE-901,GAS IMP METER B,METER SYS,CPF | [8 empty] | EMERSON PROCESS MANAGEMENT | [7 empty] | EP_F_GENERAL | EP_F_PCE | 45TE-901,GAS IMP METER B,METER SYS,CPF | 38 | YES
CLASS 1 METER (CPF GAS SUPPLY TO BSEB)
NG.GBU.GBRG1.FG | NG.GBU.GBRG1.FG.69FT-001 | 24 | 7 | 00002 | A |  | 69FT-001,FUEL GAS SYSTEM,CPF | 28 | NG01 | GBRG1 |  | PCH |  | A |  | NG01 |  |  |  |  | O.NG.PAE.GBA.FAC |  |  |  |  | NG01 | GBU | GBUINST | NG01 |  | TXUS |  |  |  | 69FT-001,FUEL GAS SYSTEM,CPF | [8 empty] | ELSTER-INSTROMET |  | Q SONIC 3C | [5 empty] | EP_F_GENERAL | EP_F_PCE | 69FT-001,FUEL GAS SYSTEM,CPF | 28 | YES
NG.GBU.GBRG1.FG | NG.GBU.GBRG1.FG.69PT-001 | 24 | 7 | 00002 | A |  | 69PT-001,FUEL GAS SYSTEM,CPF | 28 | NG01 | GBRG1 |  | PCH |  | A |  | NG01 |  |  |  |  | O.NG.PAE.GBA.FAC |  |  |  |  | NG01 | GBU | GBUINST | NG01 |  | TXPR |  |  |  | 69PT-001,FUEL GAS SYSTEM, FOR COMPENSATION CPF | [8 empty] | YOKOGAWA | [7 empty] | EP_F_GENERAL | EP_F_PCE | 69PT-001,FUEL GAS SYSTEM, FOR COMPENSATION CPF | 46 | YES
NG.GBU.GBRG1.FG | NG.GBU.GBRG1.FG.69TT-001 | 24 | 7 | 00002 | A |  | 69TT-001,FUEL GAS SYSTEM,CPF | 28 | NG01 | GBRG1 |  | PCH |  | A |  | NG01 |  |  |  |  | O.NG.PAE.GBA.FAC |  |  |  |  | NG01 | GBU | GBUINST | NG01 |  | TXTE |  |  |  | 69TT-001,FUEL GAS SYSTEM, FOR COMPENSATION CPF | [8 empty] | YOKOGAWA | [7 empty] | EP_F_GENERAL | EP_F_PCE | 69TT-001,FUEL GAS SYSTEM, FOR COMPENSATION CPF | 46 | YES
NG.GBU.GBRG1.FG | NG.GBU.GBRG1.FG.69TE-001 | 24 | 7 | 00002 | A |  | 69TE-001,FUEL GAS SYSTEM,CPF | 28 | NG01 | GBRG1 |  | PCH |  | A |  | NG01 |  |  |  |  | O.NG.PAE.GBA.FAC |  |  |  |  | NG01 | GBU | GBUINST | NG01 |  | TXRE |  |  |  | 69TT-001,FUEL GAS SYSTEM,CPF | [8 empty] | YOKOGAWA | [7 empty] | EP_F_GENERAL | EP_F_PCE | 69TE-001,FUEL GAS SYSTEM,CPF | 28 | YES
CLASS 1 METER (CPF GAS SUPPLY TO BSEB) | [7 empty] | 0
NG.GBU.KOLS1.FG.V-6901 | NG.KOLS1.V-6901-69FT-001 | 24 |  |  |  |  | 69FT-001,FG SCBER,FUEL SYS,KCREEK RIF | 37 | NG01 | KOLS1 |  | PCH |  | A |  | NG01 |  |  |  |  | O.NG.PAE.GBG.FAC |  |  |  |  | NG01 | GBU | GBUINST | NG01 |  | TXUS |  |  |  | 69FT-001,FUEL GAS SYSTEM,KOLS1 | [8 empty] | ELSTER-INSTROMET |  | MICROSONIC 2C | [5 empty] | EP_F_GENERAL | EP_F_PCE | 69FT-001,FUEL GAS SYSTEM,KOLS1 | 30 | YES
NG.GBU.KOLS1.FG.V-6901 | NG.KOLS1.V-6901-69PT-001 | [5 empty] | 69PT-001,FG SCBER,FUEL SYS,KCREEK RIF | 37 | NG01 | KOLS1 |  | PCH |  | A |  | NG01 |  |  |  |  | O.NG.PAE.GBG.FAC |  |  |  |  | NG01 | GBU | GBUINST | NG01 |  | TXPR |  |  |  | 69PT-001,FUEL GAS SYSTEM, FOR COMPENSATION KOLS1 | [8 empty] | YOKOGAWA | [7 empty] | EP_F_GENERAL | EP_F_PCE | 69PT-001,FUEL GAS SYSTEM, FOR COMPENSATION KOLS1 | 48 | YES
NG.GBU.KOLS1.FG.V-6901 | NG.KOLS1.V-6901-69TT-001 | [5 empty] | 69TT-001,FG SCBER,FUEL SYS,KCREEK RIF | 37 | NG01 | KOLS1 |  | PCH |  | A |  | NG01 |  |  |  |  | O.NG.PAE.GBG.FAC |  |  |  |  | NG01 | GBU | GBUINST | NG01 |  | TXTE |  |  |  | 69TT-001,FUEL GAS SYSTEM, FOR COMPENSATION KOLS1 | [8 empty] | YOKOGAWA | [7 empty] | EP_F_GENERAL | EP_F_PCE | 69TT-001,FUEL GAS SYSTEM, FOR COMPENSATION KOLS1 | 48 | YES
NG.GBU.KOLS1.FG.V-6901 | NG.KOLS1.V-6901-69TE-001 | [5 empty] | 69TE-001,FG SCBER,FUEL SYS,KCREEK RIF | 37 | NG01 | KOLS1 |  | PCH |  | A |  | NG01 |  |  |  |  | O.NG.PAE.GBG.FAC |  |  |  |  | NG01 | GBU | GBUINST | NG01 |  | TXRE |  |  |  | 69TT-001,FUEL GAS SYSTEM,KOLS1 | [8 empty] | YOKOGAWA | [7 empty] | EP_F_GENERAL | EP_F_PCE | 69TT-001,FUEL GAS SYSTEM,KOLS1
GAS CHROMATOGRAPH
NG.GBU.GBRG1.MS | NG.GBU.GBRG1.MS.45QT-001 | 24 | 7 | 00002 | A |  | GAS CHROMATOGRAPH 1,METER SYSTEM,CPF | 36 | NG01 | GBRG1 |  | PCH |  | A |  | NG01 |  |  |  |  | O.NG.PAE.GBA.FAC |  |  |  |  | NG01 | GBU | GBUINST | NG01 |  | QMAG |  |  |  | GAS CHROMATOGRAPH 1,METER SYSTEM,CPF | [8 empty] | SIEMENS GC | [5 empty] | M1309 |  | EP_F_GENERAL | EP_F_PCE | GAS CHROMATOGRAPH 1,METER SYSTEM,CPF | 36 | YES
NG.GBU.GBRG1.MS | NG.GBU.GBRG1.MS.45QT-002 | 24 | 7 | 00002 | A |  | GAS CHROMATOGRAPH 2,METER SYSTEM,CPF | 36 | NG01 | GBRG1 |  | PCH |  | A |  | NG01 |  |  |  |  | O.NG.PAE.GBA.FAC |  |  |  |  | NG01 | GBU | GBUINST | NG01 |  | QMAG |  |  |  | GAS CHROMATOGRAPH 2,METER SYSTEM,CPF | [8 empty] | SIEMENS GC | [5 empty] | M1310 |  | EP_F_GENERAL | EP_F_PCE | GAS CHROMATOGRAPH 2,METER SYSTEM,CPF | 36 | YES
DENSITOMETERS
NG.GBU.GBRG1.MS.1A-4501 | NG.GBRG1.1A-4501-45QT-104A | 26 | 8 | 00007 | A |  | 45QT-104/A,EXP METER,TR1,METER SYS,CPF | 38 | NG01 | GBRG1 |  | PCH |  | A |  | NG01 |  |  |  |  | O.NG.PAE.GBA.FAC |  |  |  |  | NG01 | GBU | GBUINST | NG01 |  | QMAD |  |  |  | 45QT-104/A,EXP METER,TR1,METER SYS,CPF | [16 empty] | EP_F_GENERAL | EP_F_PCE | 45QT-104/A,EXP METER,TR1,METER SYS,CPF | 38 | YES
NG.GBU.GBRG1.MS.1A-4501 | NG.GBRG1.1A-4501-45TE-104A | 26 | 8 | 00007 | A |  | 45TE-104/A,EXP METER,TR1,METER SYS,CPF | 38 | NG01 | GBRG1 |  | PCH |  | A |  | NG01 |  |  |  |  | O.NG.PAE.GBA.FAC |  |  |  |  | NG01 | GBU | GBUINST | NG01 |  | TXRE |  |  |  | 45TE-104/A,EXP METER,TR1,METER SYS,CPF | [16 empty] | EP_F_GENERAL | EP_F_PCE | 45TE-104/A,EXP METER,TR1,METER SYS,CPF | 38 | YES
NG.GBU.GBRG1.MS.1A-4501 | NG.GBRG1.1A-4501-45QT-104B | 26 | 8 | 00007 | A |  | 45QT-104/B,EXP METER,TR1,METER SYS,CPF | 38 | NG01 | GBRG1 |  | PCH |  | A |  | NG01 |  |  |  |  | O.NG.PAE.GBA.FAC |  |  |  |  | NG01 | GBU | GBUINST | NG01 |  | QMAD |  |  |  | 45QT-104/B,EXP METER,TR1,METER SYS,CPF | [16 empty] | EP_F_GENERAL | EP_F_PCE | 45QT-104/B,EXP METER,TR1,METER SYS,CPF | 38 | YES
NG.GBU.GBRG1.MS.1A-4501 | NG.GBRG1.1A-4501-45TE-104A | 26 | 8 | 00007 | A |  | 45TE-104/B,EXP METER,TR1,METER SYS,CPF | 38 | NG01 | GBRG1 |  | PCH |  | A |  | NG01 |  |  |  |  | O.NG.PAE.GBA.FAC |  |  |  |  | NG01 | GBU | GBUINST | NG01 |  | TXRE |  |  |  | 45TE-104/B,EXP METER,TR1,METER SYS,CPF | [16 empty] | EP_F_GENERAL | EP_F_PCE | 45TE-104/B,EXP METER,TR1,METER SYS,CPF | 38 | YES
NG.GBU.GBRG1.MS.2A-4501 | NG.GBRG1.2A-4501-45QT-204A | 26 | 8 | 00007 | A |  | 45QT-204/A,EXP METER,TR2,METER SYS,CPF | 38 | NG01 | GBRG1 |  | PCH |  | A |  | NG01 |  |  |  |  | O.NG.PAE.GBA.FAC |  |  |  |  | NG01 | GBU | GBUINST | NG01 |  | QMAD |  |  |  | 45QT-204/A,EXP METER,TR2,METER SYS,CPF | [16 empty] | EP_F_GENERAL | EP_F_PCE | 45QT-204/A,EXP METER,TR2,METER SYS,CPF | 38 | YES
NG.GBU.GBRG1.MS.2A-4501 | NG.GBRG1.2A-4501-45TE-204A | 26 | 8 | 00007 | A |  | 45TE-204/A,EXP METER,TR2,METER SYS,CPF | 38 | NG01 | GBRG1 |  | PCH |  | A |  | NG01 |  |  |  |  | O.NG.PAE.GBA.FAC |  |  |  |  | NG01 | GBU | GBUINST | NG01 |  | TXRE |  |  |  | 45TE-204/A,EXP METER,TR2,METER SYS,CPF | [16 empty] | EP_F_GENERAL | EP_F_PCE | 45TE-204/A,EXP METER,TR2,METER SYS,CPF | 38 | YES
NG.GBU.GBRG1.MS.2A-4501 | NG.GBRG1.2A-4501-45QT-204B | 26 | 8 | 00007 | A |  | 45QT-204/B,EXP METER,TR2,METER SYS,CPF | 38 | NG01 | GBRG1 |  | PCH |  | A |  | NG01 |  |  |  |  | O.NG.PAE.GBA.FAC |  |  |  |  | NG01 | GBU | GBUINST | NG01 |  | QMAD |  |  |  | 45QT-204/B,EXP METER,TR2,METER SYS,CPF | [16 empty] | EP_F_GENERAL | EP_F_PCE | 45QT-204/B,EXP METER,TR2,METER SYS,CPF | 38 | YES
NG.GBU.GBRG1.MS.2A-4501 | NG.GBRG1.2A-4501-45TE-104B | 26 | 8 | 00007 | A |  | 45TE-204/B,EXP METER,TR2,METER SYS,CPF | 38 | NG01 | GBRG1 |  | PCH |  | A |  | NG01 |  |  |  |  | O.NG.PAE.GBA.FAC |  |  |  |  | NG01 | GBU | GBUINST | NG01 |  | TXRE |  |  |  | 45TE-204/B,EXP METER,TR2,METER SYS,CPF | [16 empty] | EP_F_GENERAL | EP_F_PCE | 45TE-204/B,EXP METER,TR2,METER SYS,CPF | 38 | YES
NG.GBU.GBRG1.MS.4A-4501 | NG.GBRG1.4A-4501-45QT-404A | 26 | 8 | 00007 | A |  | 45QT-404/A,EXP METER,TR4,METER SYS,CPF | 38 | NG01 | GBRG1 |  | PCH |  | A |  | NG01 |  |  |  |  | O.NG.PAE.GBA.FAC |  |  |  |  | NG01 | GBU | GBUINST | NG01 |  | QMAD |  |  |  | 45QT-404/A,EXP METER,TR4,METER SYS,CPF | [16 empty] | EP_F_GENERAL | EP_F_PCE | 45QT-404/A,EXP METER,TR4,METER SYS,CPF | 38 | YES
NG.GBU.GBRG1.MS.4A-4501 | NG.GBRG1.4A-4501-45TE-404A | 26 | 8 | 00007 | A |  | 45TE-404/A,EXP METER,TR4,METER SYS,CPF | 38 | NG01 | GBRG1 |  | PCH |  | A |  | NG01 |  |  |  |  | O.NG.PAE.GBA.FAC |  |  |  |  | NG01 | GBU | GBUINST | NG01 |  | TXRE |  |  |  | 45TE-404/A,EXP METER,TR4,METER SYS,CPF | [16 empty] | EP_F_GENERAL | EP_F_PCE | 45TE-404/A,EXP METER,TR4,METER SYS,CPF | 38 | YES
NG.GBU.GBRG1.MS.4A-4501 | NG.GBRG1.4A-4501-45QT-404B | 26 | 8 | 00007 | A |  | 45QT-404/B,EXP METER,TR4,METER SYS,CPF | 38 | NG01 | GBRG1 |  | PCH |  | A |  | NG01 |  |  |  |  | O.NG.PAE.GBA.FAC |  |  |  |  | NG01 | GBU | GBUINST | NG01 |  | QMAD |  |  |  | 45QT-404/B,EXP METER,TR4,METER SYS,CPF | [16 empty] | EP_F_GENERAL | EP_F_PCE | 45QT-404/B,EXP METER,TR4,METER SYS,CPF | 38 | YES
NG.GBU.GBRG1.MS.4A-4501 | NG.GBRG1.4A-4501-45TE-4404B | 27 | 8 | 00007 | A |  | 45TE-404/B,EXP METER,TR4,METER SYS,CPF | 38 | NG01 | GBRG1 |  | PCH |  | A |  | NG01 |  |  |  |  | O.NG.PAE.GBA.FAC |  |  |  |  | NG01 | GBU | GBUINST | NG01 |  | TXRE |  |  |  | 45TE-404/B,EXP METER,TR4,METER SYS,CPF | [16 empty] | EP_F_GENERAL | EP_F_PCE | 45TE-404/B,EXP METER,TR4,METER SYS,CPF | 38 | YES
NG.GBU.GBRG1.MS.A-4502A | NG.GBRG1.A-4502A-45QT-801 | 25 | 8 | 00007 | A |  | 45QT-801,GAS IMP METER A,METER SYS,CPF | 38 | NG01 | GBRG1 |  | PCH |  | A |  | NG01 |  |  |  |  | O.NG.PAE.GBA.FAC |  |  |  |  | NG01 | GBU | GBUINST | NG01 |  | QMAD |  |  |  | 45QT-801,GAS IMP METER A,METER SYS,CPF | [16 empty] | EP_F_GENERAL | EP_F_PCE | 45QT-801,GAS IMP METER A,METER SYS,CPF | 38 | YES
NG.GBU.GBRG1.MS.A-4502A | NG.GBRG1.A-4502A-45TE-801 | 25 | 8 | 00007 | A |  | 45TE-801,GAS IMP METER A,METER SYS,CPF | 38 | NG01 | GBRG1 |  | PCH |  | A |  | NG01 |  |  |  |  | O.NG.PAE.GBA.FAC |  |  |  |  | NG01 | GBU | GBUINST | NG01 |  | TXRE |  |  |  | 45TE-801,GAS IMP METER A,METER SYS,CPF | [16 empty] | EP_F_GENERAL | EP_F_PCE | 45TE-801,GAS IMP METER A,METER SYS,CPF | 38 | YES
NG.GBU.GBRG1.MS.A-4502B | NG.GBRG1.A-4502B-45QT-901 | 25 | 8 | 00007 | A |  | 45QT-901,GAS IMP METER B,METER SYS,CPF | 38 | NG01 | GBRG1 |  | PCH |  | A |  | NG01 |  |  |  |  | O.NG.PAE.GBA.FAC |  |  |  |  | NG01 | GBU | GBUINST | NG01 |  | QMAD |  |  |  | 45QT-901,GAS IMP METER B,METER SYS,CPF | [16 empty] | EP_F_GENERAL | EP_F_PCE | 45QT-901,GAS IMP METER B,METER SYS,CPF | 38 | YES
NG.GBU.GBRG1.MS.A-4502B | NG.GBRG1.A-4502B-45TE-901 | 25 | 8 | 00007 | A |  | 45TE-901,GAS IMP METER B,METER SYS,CPF | 38 | NG01 | GBRG1 |  | PCH |  | A |  | NG01 |  |  |  |  | O.NG.PAE.GBA.FAC |  |  |  |  | NG01 | GBU | GBUINST | NG01 |  | TXRE |  |  |  | 45TE-901,GAS IMP METER B,METER SYS,CPF | [16 empty] | EP_F_GENERAL | EP_F_PCE | 45TE-901,GAS IMP METER B,METER SYS,CPF | 38 | YES
CLASS 1 EPF METERS
NG.GBU.GBRG2.MS.A-4501 | NG.GBRG2.A-4501-45FT5500 | 24 | 8 | 00007 | A |  | 45FT5500,METRNG SKID,METRNG | 27 | NG01 | GBRG2 |  | PCH |  | A |  | NG01 |  |  |  |  | O.NG.PAE.GBE.FAC.71300 |  |  |  |  | NG01 | GBU | GBUINST | NG01 |  | TXUS |  |  |  | 45FT5500,METRNG SKID,METRNG | [8 empty] | DANIEL GAS ULTRASONIC |  | 3400 |  |  |  | 09-070256 |  | EP_F_GENERAL | EP_F_PCE | 45FT5500,METRNG SKID,METRNG | 27 | YES
NG.GBU.GBRG2.MS.A-4501 | NG.GBRG2.A-4501-45FE5500 | 24 | 8 | 00007 | A |  | 45FE5500,FLOW ELEMENT METRNG SKID,METRNG | 40 | NG01 | GBRG2 |  | PCH |  | A |  | NG01 |  |  |  |  | O.NG.PAE.GBE.FAC.71300 |  |  |  |  | NG01 | GBU | GBUINST | NG01 |  | LOFL |  |  |  | 45FE5500,FLOW ELEMENT METRNG SKID,METRNG | [8 empty] | DANIEL GAS ULTRASONIC | [7 empty] | EP_F_GENERAL | EP_F_PCE | 45FE5500,FLOW ELEMENT METRNG SKID,METRNG | 40 | YES
NG.GBU.GBRG2.MS.A-4501 | NG.GBRG2.A-4501-45FT5501 | 24 | 8 | 00007 | A |  | 45FT5501,METRNG SKID,METRNG | 27 | NG01 | GBRG2 |  | PCH |  | A |  | NG01 |  |  |  |  | O.NG.PAE.GBE.FAC.71300 |  |  |  |  | NG01 | GBU | GBUINST | NG01 |  | TXUS |  |  |  | 45FT5501,METRNG SKID,METRNG | [8 empty] | DANIEL GAS ULTRASONIC |  | 3400 |  |  |  | 09-070255 |  | EP_F_GENERAL | EP_F_PCE | 45FT5501,METRNG SKID,METRNG | 27 | YES
NG.GBU.GBRG2.MS.A-4501 | NG.GBRG2.A-4501-45FE5501 | 24 | 8 | 00007 | A |  | 45FE5501,FLOW ELEMENT METRNG SKID,METRNG | 40 | NG01 | GBRG2 |  | PCH |  | A |  | NG01 |  |  |  |  | O.NG.PAE.GBE.FAC.71300 |  |  |  |  | NG01 | GBU | GBUINST | NG01 |  | LOFL |  |  |  | 45FE5501,FLOW ELEMENT METRNG SKID,METRNG | [8 empty] | DANIEL GAS ULTRASONIC | [7 empty] | EP_F_GENERAL | EP_F_PCE | 45FE5501,FLOW ELEMENT METRNG SKID,METRNG | 40 | YES
CLASS 2 (MICROMOTION TANSMITTERS) CORIOLLIS METERS
NG.GBU.GBRG1.GS.V-1106 | NG.GBRG1.V-1106-11FT-602A | 25 | 8 | 00007 | A |  | 11FT-602/A,KOR NAG CATCH,GAS SEP SYS,CPF | 40 | NG01 | GBRG1 |  | PCH |  | A |  | NG01 |  |  |  |  | O.NG.PAE.GBA.FAC |  |  |  |  | NG01 | GBU | GBUINST | NG01 |  | TXMF |  |  |  | 11FT-602/A,KOR NAG CATCH,GAS SEP SYS,CPF | [8 empty] | EMERSON (MICRO MOTION) |  | 2700R11EEFEZZZ |  |  |  | 3837606 |  | EP_F_GENERAL | EP_F_PCE | 11FT-602/A,KOR NAG CATCH,GAS SEP SYS,CPF | 40 | YES
NG.GBU.GBRG1.GS.V-1106 | NG.GBRG1.V-1106-11FT-602B | 25 | 8 | 00007 | A |  | 11FT-602/B,KOR NAG CATCH,GAS SEP SYS,CPF | 40 | NG01 | GBRG1 |  | PCH |  | A |  | NG01 |  |  |  |  | O.NG.PAE.GBA.FAC |  |  |  |  | NG01 | GBU | GBUINST | NG01 |  | TXMF |  |  |  | 11FT-602/B,KOR NAG CATCH,GAS SEP SYS,CPF | [8 empty] | EMERSON (MICRO MOTION) |  | 2700R11EEFEZZZ |  |  |  | 3784384 |  | EP_F_GENERAL | EP_F_PCE | 11FT-602/B,KOR NAG CATCH,GAS SEP SYS,CPF | 40 | YES
NG.GBU.GBRG1.GS.V-1106 | NG.GBRG1.V-1106-11FE-602A | 25 | 8 | 00007 | A |  | 11FE-602/A,KOR NAG CATCH,GAS SEP SYS,CPF | 40 | NG01 | GBRG1 |  | PCH |  | A |  | NG01 |  |  |  |  | O.NG.PAE.GBA.FAC |  |  |  |  | NG01 | GBU | GBUINST | NG01 |  | LOIN |  |  |  | 11FE-602/A,KOR NAG CATCH,GAS SEP SYS,CPF | [8 empty] | EMERSON (MICRO MOTION) |  | CMF300H999NAEZEZZX |  |  |  | 14093763 |  | EP_F_GENERAL | EP_F_PCE | 11FE-602/A,KOR NAG CATCH,GAS SEP SYS,CPF | 40 | YES
NG.GBU.GBRG1.GS.V-1106 | NG.GBRG1.V-1106-11FE-602B | 25 | 8 | 00007 | A |  | 11FE-602/B,KOR NAG CATCH,GAS SEP SYS,CPF | 40 | NG01 | GBRG1 |  | PCH |  | A |  | NG01 |  |  |  |  | O.NG.PAE.GBA.FAC |  |  |  |  | NG01 | GBU | GBUINST | NG01 |  | LOIN |  |  |  | 11FE-602/B,KOR NAG CATCH,GAS SEP SYS,CPF | [8 empty] | EMERSON (MICRO MOTION) |  | CMF300H999NAEZEZZX |  |  |  | 14094559 |  | EP_F_GENERAL | EP_F_PCE | 11FE-602/B,KOR NAG CATCH,GAS SEP SYS,CPF | 40 | YES
NG.GBU.GBRG1.GS.V-1104 | NG.GBRG1.V-1104-11FT-401 | 24 | 8 | 00007 | A |  | 11FT-401,KC NAG CATCH,GAS SEP SYS,CPF | 37 | NG01 | GBRG1 |  | PCH |  | A |  | NG01 |  |  |  |  | O.NG.PAE.GBA.FAC |  |  |  |  | NG01 | GBU | GBUINST | NG01 |  | TXMF |  |  |  | 11FT-401,KC NAG CATCH,GAS SEP SYS,CPF | [8 empty] | EMERSON (MICRO MOTION) |  | 2700R11EEFEZZZ |  |  |  | 3784272 |  | EP_F_GENERAL | EP_F_PCE | 11FT-401,KC NAG CATCH,GAS SEP SYS,CPF | 37 | YES
NG.GBU.GBRG1.GS.V-1104 | NG.GBRG1.V-1104-11FT-402 | 24 | 8 | 00007 | A |  | 11FT-402,KC NAG CATCH,GAS SEP SYS,CPF | 37 | NG01 | GBRG1 |  | PCH |  | A |  | NG01 |  |  |  |  | O.NG.PAE.GBA.FAC |  |  |  |  | NG01 | GBU | GBUINST | NG01 |  | TXMF |  |  |  | 11FT-402,KC NAG CATCH,GAS SEP SYS,CPF | [8 empty] | EMERSON (MICRO MOTION) |  | 2700R11EEFEZZZ |  |  |  | 3784272 |  | EP_F_GENERAL | EP_F_PCE | 11FT-402,KC NAG CATCH,GAS SEP SYS,CPF | 37 | YES
NG.GBU.GBRG1.GS.V-1104 | NG.GBRG1.V-1104-11FE-401 | 24 | 8 | 00007 | A |  | 11FE-401,KC NAG CATCH,GAS SEP SYS,CPF | 37 | NG01 | GBRG1 |  | PCH |  | A |  | NG01 |  |  |  |  | O.NG.PAE.GBA.FAC |  |  |  |  | NG01 | GBU | GBUINST | NG01 |  | LOIN |  |  |  | 11FE-401,KC NAG CATCH,GAS SEP SYS,CPF | [8 empty] | EMERSON (MICRO MOTION) | [7 empty] | EP_F_GENERAL | EP_F_PCE | 11FE-401,KC NAG CATCH,GAS SEP SYS,CPF | 37 | YES
NG.GBU.GBRG1.GS.V-1104 | NG.GBRG1.V-1104-11FE-402 | 24 | 8 | 00007 | A |  | 11FE-402,KC NAG CATCH,GAS SEP SYS,CPF | 37 | NG01 | GBRG1 |  | PCH |  | A |  | NG01 |  |  |  |  | O.NG.PAE.GBA.FAC |  |  |  |  | NG01 | GBU | GBUINST | NG01 |  | LOIN |  |  |  | 11FE-402,KC NAG CATCH,GAS SEP SYS,CPF | [8 empty] | EMERSON (MICRO MOTION) |  | CMF300H999NAEZEZZX |  |  |  | 14094560 |  | EP_F_GENERAL | EP_F_PCE | 11FE-402,KC NAG CATCH,GAS SEP SYS,CPF | 37 | YES
NG.GBU.GBRG1.GS.V-1103 | NG.GBRG1.V-1103-11FT-302A | 25 | 8 | 00007 | A |  | 11FT-302/A,GB NAG CATCH,GAS SEP SYS,CPF | 39 | NG01 | GBRG1 |  | PCH |  | A |  | NG01 |  |  |  |  | O.NG.PAE.GBA.FAC |  |  |  |  | NG01 | GBU | GBUINST | NG01 |  | TXMF |  |  |  | 11FT-302/A,GB NAG CATCH,GAS SEP SYS,CPF | [8 empty] | EMERSON (MICRO MOTION) |  | 2700R11EEFEZZZ |  |  |  | 3837525 |  | EP_F_GENERAL | EP_F_PCE | 11FT-302/A,GB NAG CATCH,GAS SEP SYS,CPF | 39 | YES
NG.GBU.GBRG1.GS.V-1103 | NG.GBRG1.V-1103-11FT-302B | 25 | 8 | 00007 | A |  | 11FT-302/B,GB NAG CATCH,GAS SEP SYS,CPF | 39 | NG01 | GBRG1 |  | PCH |  | A |  | NG01 |  |  |  |  | O.NG.PAE.GBA.FAC |  |  |  |  | NG01 | GBU | GBUINST | NG01 |  | TXMF |  |  |  | 11FT-302/B,GB NAG CATCH,GAS SEP SYS,CPF | [8 empty] | EMERSON (MICRO MOTION) |  | 2700R11EEFEZZZ |  |  |  | 3784133 |  | EP_F_GENERAL | EP_F_PCE | 11FT-302/B,GB NAG CATCH,GAS SEP SYS,CPF | 39 | YES
NG.GBU.GBRG1.GS.V-1103 | NG.GBRG1.V-1103-11FE-302A | 25 | 8 | 00007 | A |  | 11FE-302/A,GB NAG CATCH,GAS SEP SYS,CPF | 39 | NG01 | GBRG1 |  | PCH |  | A |  | NG01 |  |  |  |  | O.NG.PAE.GBA.FAC |  |  |  |  | NG01 | GBU | GBUINST | NG01 |  | LOIN |  |  |  | 11FE-302/A,GB NAG CATCH,GAS SEP SYS,CPF | [8 empty] | EMERSON (MICRO MOTION) |  | CMF300H999NAEZEZZX |  |  |  | 14094561 |  | EP_F_GENERAL | EP_F_PCE | 11FE-302/A,GB NAG CATCH,GAS SEP SYS,CPF | 39 | YES
NG.GBU.GBRG1.GS.V-1103 | NG.GBRG1.V-1103-11FE-302B | 25 | 8 | 00007 | A |  | 11FE-302/B,GB NAG CATCH,GAS SEP SYS,CPF | 39 | NG01 | GBRG1 |  | PCH |  | A |  | NG01 |  |  |  |  | O.NG.PAE.GBA.FAC |  |  |  |  | NG01 | GBU | GBUINST | NG01 |  | LOIN |  |  |  | 11FE-302/B,GB NAG CATCH,GAS SEP SYS,CPF | [8 empty] | EMERSON (MICRO MOTION) |  | CMF300H999NAEZEZZX |  |  |  | 14093765 |  | EP_F_GENERAL | EP_F_PCE | 11FE-302/B,GB NAG CATCH,GAS SEP SYS,CPF | 39 | YES
NG.GBU.GBRG1.GS.V-1101 | NG.GBRG1.V-1101-11FT-102A | 25 | 8 | 00007 | A |  | 11FT-102/A,ZAR NAG CATCH,GAS SEP SYS,CPF | 40 | NG01 | GBRG1 |  | PCH |  | A |  | NG01 |  |  |  |  | O.NG.PAE.GBA.FAC |  |  |  |  | NG01 | GBU | GBUINST | NG01 |  | TXMF |  |  |  | 11FT-102/A,ZAR NAG CATCH,GAS SEP SYS,CPF | [8 empty] | EMERSON (MICRO MOTION) |  | 2700R11EEFEZZZ |  |  |  | 3783943 |  | EP_F_GENERAL | EP_F_PCE | 11FT-102/A,ZAR NAG CATCH,GAS SEP SYS,CPF | 40 | YES
NG.GBU.GBRG1.GS.V-1101 | NG.GBRG1.V-1101-11FT-102B | 25 | 8 | 00007 | A |  | 11FT-102/B,ZAR NAG CATCH,GAS SEP SYS,CPF | 40 | NG01 | GBRG1 |  | PCH |  | A |  | NG01 |  |  |  |  | O.NG.PAE.GBA.FAC |  |  |  |  | NG01 | GBU | GBUINST | NG01 |  | TXMF |  |  |  | 11FT-102/B,ZAR NAG CATCH,GAS SEP SYS,CPF | [8 empty] | EMERSON (MICRO MOTION) |  | 2700R11EEFEZZZ |  |  |  | 3783967 |  | EP_F_GENERAL | EP_F_PCE | 11FT-102/B,ZAR NAG CATCH,GAS SEP SYS,CPF | 40 | YES
NG.GBU.GBRG1.GS.V-1101 | NG.GBRG1.V-1101-11FE-102A | 25 | 8 | 00007 | A |  | 11FE-102/A,ZAR NAG CATCH,GAS SEP SYS,CPF | 40 | NG01 | GBRG1 |  | PCH |  | A |  | NG01 |  |  |  |  | O.NG.PAE.GBA.FAC |  |  |  |  | NG01 | GBU | GBUINST | NG01 |  | LOIN |  |  |  | 11FE-102/A,ZAR NAG CATCH,GAS SEP SYS,CPF | [8 empty] | EMERSON (MICRO MOTION) |  | CMF300H999NAEZEZZX |  |  |  | 14093766 |  | EP_F_GENERAL | EP_F_PCE | 11FE-102/A,ZAR NAG CATCH,GAS SEP SYS,CPF | 40 | YES
NG.GBU.GBRG1.GS.V-1101 | NG.GBRG1.V-1101-11FE-102B | 25 | 8 | 00007 | A |  | 11FE-102/B,ZAR NAG CATCH,GAS SEP SYS,CPF | 40 | NG01 | GBRG1 |  | PCH |  | A |  | NG01 |  |  |  |  | O.NG.PAE.GBA.FAC |  |  |  |  | NG01 | GBU | GBUINST | NG01 |  | LOIN |  |  |  | 11FE-102/B,ZAR NAG CATCH,GAS SEP SYS,CPF | [8 empty] | EMERSON (MICRO MOTION) |  | CMF300H999NAEZEZZX |  |  |  | 14093764 |  | EP_F_GENERAL | EP_F_PCE | 11FE-102/B,ZAR NAG CATCH,GAS SEP SYS,CPF | 40 | YES
NG.GBU.GBRG1.OX | NG.GBU.GBRG1.OX.55FT-103 | 24 | 7 | 00002 | A |  | 55FT-103,LIQUID EXPORT SYS, TRAIN 1CPF | 38 | NG01 | GBRG1 |  | PCH |  | A |  | NG01 |  |  |  |  | O.NG.PAE.GBA.FAC |  |  |  |  | NG01 | GBU | GBUINST | NG01 |  | QMFM |  |  |  | 55FT-103,LIQUID EXPORT SYS, TRAIN 1CPF | [8 empty] | EMERSON (MICRO MOTION) |  | 2700R11EEFEZZZ |  |  |  | 3768430 |  | EP_F_GENERAL | EP_F_PCE | 55FT-103,LIQUID EXPORT SYS, TRAIN 1CPF | 38 | YES
NG.GBU.GBRG1.OX | NG.GBU.GBRG1.OX.55TT-102 | 24 | 7 | 00002 | A |  | 55TT-102,TEMP TRANSM LIQUID EXPORT,TR 1 | 39 | NG01 | GBRG1 |  | PCH |  | A |  | NG01 |  |  |  |  | O.NG.PAE.GBA.FAC |  |  |  |  | NG01 | GBU | GBUINST | NG01 |  | TXGA |  |  |  | 55TT-102,TEMP TRANSM LIQUID EXPORT,TRAIN 1 | [8 empty] | YOKOGAWA | [7 empty] | EP_F_GENERAL | EP_F_PCE | 55TT-102,TEMP TRANSM FOR COMPENSATION LIQUID EXPORT,TRAIN 1 | 59 | YES
NG.GBU.GBRG1.OX | NG.GBU.GBRG1.OX.55FE-103 | 24 | 7 | 00002 | A |  | 55FE-103,LIQUID EXPORT,FLOW ELEMENT TR1 | 39 | NG01 | GBRG1 |  | PCH |  | A |  | NG01 |  |  |  |  | O.NG.PAE.GBA.FAC |  |  |  |  | NG01 | GBU | GBUINST | NG01 |  | QMFM |  |  |  | 55FE-103,LIQUID EXPORT,FLOW ELEMENT TR1 | [8 empty] | EMERSON (MICRO MOTION) |  | CMF400M999NAEZEZZX |  |  |  | 14093396 |  | EP_F_GENERAL | EP_F_PCE | 55FE-103,LIQUID EXPORT,FLOW ELEMENT TR1 | 39 | YES
NG.GBU.GBRG1.OX | NG.GBU.GBRG1.OX.55FT-203 | 24 | 7 | 00002 | A |  | 55FT-203,LIQUID EXPORT SYS,TRAIN 2CPF | 37 | NG01 | GBRG1 |  | PCH |  | A |  | NG01 |  |  |  |  | O.NG.PAE.GBA.FAC |  |  |  |  | NG01 | GBU | GBUINST | NG01 |  | QMFM |  |  |  | 55FT-203,LIQUID EXPORT SYS,TRAIN 2CPF | [8 empty] | EMERSON (MICRO MOTION) |  | 2700R11EEFEZZZ |  |  |  | 3761870 |  | EP_F_GENERAL | EP_F_PCE | 55FT-203,LIQUID EXPORT SYS,TRAIN 2CPF | 37 | YES
NG.GBU.GBRG1.OX | NG.GBU.GBRG1.OX.55TT-202 | 24 | 7 | 00002 | A |  | 55TT-202,TEMP TRANSM LIQUID EXPORT,TR 2 | 39 | NG01 | GBRG1 |  | PCH |  | A |  | NG01 |  |  |  |  | O.NG.PAE.GBA.FAC |  |  |  |  | NG01 | GBU | GBUINST | NG01 |  | LOIN |  |  |  | 55TT-202,TEMP TRANSM LIQUID EXPORT,TRAIN 2 | [8 empty] | YOKOGAWA | [7 empty] | EP_F_GENERAL | EP_F_PCE | 55TT-202,TEMP TRANSM FOR COMPENSATION LIQUID EXPORT,TRAIN 2 | 59 | YES
NG.GBU.GBRG1.OX | NG.GBU.GBRG1.OX.55FE-203 | 24 | 7 | 00002 | A |  | 55FE-103,LIQUID EXPORT,FLOW ELEMENT TR2 | 39 | NG01 | GBRG1 |  | PCH |  | A |  | NG01 |  |  |  |  | O.NG.PAE.GBA.FAC |  |  |  |  | NG01 | GBU | GBUINST | NG01 |  | QMFM |  |  |  | 55FE-203,LIQUID EXPORT,FLOW ELEMENT TR2 | [8 empty] | EMERSON (MICRO MOTION) |  | CMF400M999NAEZEZZX |  |  |  | 14093397 |  | EP_F_GENERAL | EP_F_PCE | 55FE-203,LIQUID EXPORT,FLOW ELEMENT TR1 | 39 | YES
NG.GBU.GBRG1.OX.T-5501 | NG.GBRG1.T-5501-55FZT-011 | 25 | 7 | 00002 | A |  | 55FZT-011,COND STORAGE TANK,PMP SYS,CPF | 39 | NG01 | GBRG1 |  | PCH |  | A |  | NG01 |  |  |  |  | O.NG.PAE.GBA.FAC |  |  |  |  | NG01 | GBU | GBUINST | NG01 |  | TXMF |  |  |  | 55FZT-011,COND STORAGE TANK,PMP SYS,CPF | [8 empty] | EMERSON (MICRO MOTION) |  | 2700R11DEFEZZZ |  |  |  | 3784051 |  | EP_F_GENERAL | EP_F_PCE | 55FZT-011,COND STORAGE TANK,PMP SYS,CPF | 39 | YES
NG.GBU.GBRG1.OX.T-5501 | NG.GBRG1.T-5501-55FE-011 | 24 | 7 | 00002 | A |  | 55FE-011,COND STORAGE TANK,PMP SYS,CPF | 38 | NG01 | GBRG1 |  | PCH |  | A |  | NG01 |  |  |  |  | O.NG.PAE.GBA.FAC |  |  |  |  | NG01 | GBU | GBUINST | NG01 |  | LOIN |  |  |  | 55FE-011,COND STORAGE TANK,PMP SYS,CPF | [8 empty] | EMERSON (MICRO MOTION) |  | CMF300H999NAEZEZZX |  |  |  | 14093379 |  | EP_F_GENERAL | EP_F_PCE | 55FE-011,COND STORAGE TANK,PMP SYS,CPF | 38 | YES
NG.GBU.GBRG1.OX.T-5501 | NG.GBRG1.T-5501-55TT-012 | 24 | 7 | 00002 | A |  | 55TT-012,COND STORAGE TANK,PMP SYS,CPF | 38 | NG01 | GBRG1 |  | PCH |  | A |  | NG01 |  |  |  |  | O.NG.PAE.GBA.FAC |  |  |  |  | NG01 | GBU | GBUINST | NG01 |  | TXGA |  |  |  | 55TT-012,COND STORAGE TANK,PMP SYS,CPF | [8 empty] | YOKOGAWA | [7 empty] | EP_F_GENERAL | EP_F_PCE | 55TT-012,TEMP TRANSM FOR COMPENSATION COND STORAGE TANK,PMP SYS,CPF | 67 | YES
NG.GBU.GBRG1.OX | NG.GBU.GBRG1.OX.55FT-310 | 24 | 7 | 00002 | A |  | 55FT-310,SPIKING PUMPS DISCHARGE HEADER | 39 | NG01 | GBRG1 |  | PCH |  | A |  | NG01 |  |  |  |  | O.NG.PAE.GBA.FAC |  |  |  |  | NG01 | GBU | GBUINST | NG01 |  | QMAO |  |  |  | 55FT-310,SPIKING PUMPS DISCHARGE HEADER | [8 empty] | EMERSON (MICRO MOTION) |  | 2700M12EEFEZZZ |  |  |  | 25571485 |  | EP_F_GENERAL | EP_F_PCE | 55FT-310,SPIKING PUMPS DISCHARGE HEADER | 39 | YES
NG.GBU.GBRG1.OX | NG.GBU.GBRG1.OX.55FE-310 | 24 | 7 | 00002 | A |  | 55FE-310,SPIKING PUMPS DISCHARGE HEADER | 39 | NG01 | GBRG1 |  | PCH |  | A |  | NG01 |  |  |  |  | O.NG.PAE.GBA.FAC |  |  |  |  | NG01 | GBU | GBUINST | NG01 |  | LOIN |  |  |  | 55FE-310,SPIKING PUMPS DISCHARGE HEADER | [8 empty] | EMERSON (MICRO MOTION) |  | CMF400H914N3EEEZZZ |  |  |  | 14412513 |  | EP_F_GENERAL | EP_F_PCE | 55FE-310,SPIKING PUMPS DISCHARGE HEADER | 39 | YES
NG.GBU.GBRG1.OX | NG.GBU.GBRG1.OX.55TT-310 | 24 | 7 | 00002 | A |  | 55TT-310,SPIKING PUMPS DISCHARGE HEADER | 39 | NG01 | GBRG1 |  | PCH |  | A |  | NG01 |  |  |  |  | O.NG.PAE.GBA.FAC |  |  |  |  | NG01 | GBU | GBUINST | NG01 |  | TXGA |  |  |  | 55TT-310,TEMPERTATURE TRANSMITTER SPIKING PUMPS DISCHARGE HEADER | [8 empty] | EMERSON |  | 2585278 | [5 empty] | EP_F_GENERAL | EP_F_PCE | 55TT-310,TEMPERTATURE TRANSMITTER SPIKING PUMPS DISCHARGE HEADER | 64 | YES
NG.GBU.GBRG1.OX | NG.GBU.GBRG1.OX.55PT-310 | 24 | 7 | 00002 | A |  | 55PT-310,SPIKING PUMPS DISCHARGE HEADER | 39 | NG01 | GBRG1 |  | PCH |  | A |  | NG01 |  |  |  |  | O.NG.PAE.GBA.FAC |  |  |  |  | NG01 | GBU | GBUINST | NG01 |  | TXGA |  |  |  | 55PT-310,TEMPERTATURE TRANSMITTER SPIKING PUMPS DISCHARGE HEADER | [8 empty] | EMERSON |  | 3051 | [5 empty] | EP_F_GENERAL | EP_F_PCE | 55PT-310,PRESSURE TRANSMITTER SPIKING PUMPS DISCHARGE HEADER | 60 | YES
CLASS 3 (GAS OUTLET METERS)
NG.GBU.GBRG1.PS.V-5001 | NG.GBRG1.V-5001-50FT-006 | 24 | 8 | 00007 | A |  | 50FT-006,HP/LP TEST SEPTOR,SEP SYS,CPF | 38 | NG01 | GBRG1 |  | PCH |  | A |  | NG01 |  |  |  |  | O.NG.PAE.GBA.FAC |  |  |  |  | NG01 | GBU | GBUINST | NG01 |  | TXUS |  |  |  | 50FT-006,HP/LP TEST SEPTOR,SEP SYS,CPF | [8 empty] | ELSTER-INSTROMET |  | Q SONIC 3C |  |  |  | 3889 |  | EP_F_GENERAL | EP_F_PCE | 50FT-006,HP/LP TEST SEPTOR,SEP SYS,CPF | 38 | YES
NG.GBU.GBRG1.PS.V-5001 | NG.GBRG1.V-5001-50TT-001 | 24 | 8 | 00007 | A |  | 50TT-001,HP/LP TEST SEPTOR,SEP SYS,CPF | 38 | NG01 | GBRG1 |  | PCH |  | A |  | NG01 |  |  |  |  | O.NG.PAE.GBA.FAC |  |  |  |  | NG01 | GBU | GBUINST | NG01 |  | TXTE |  |  |  | 50TT-001,HP/LP TEST SEPTOR,FOR COMPENSATION,SEP SYS,CPF | [8 empty] | YOKOGAWA | [7 empty] | EP_F_GENERAL | EP_F_PCE | 50TT-001,HP/LP TEST SEPTOR,FOR COMPENSATION,SEP SYS,CPF | 55 | YES
NG.GBU.GBRG1.PS.V-5001 | NG.GBRG1.V-5001-50PT-001 | 24 | 8 | 00007 | A |  | 50PT-001,HP/LP TEST SEPTOR,SEP SYS,CPF | 38 | NG01 | GBRG1 |  | PCH |  | A |  | NG01 |  |  |  |  | O.NG.PAE.GBA.FAC |  |  |  |  | NG01 | GBU | GBUINST | NG01 |  | TXPR |  |  |  | 50PT-001,HP/LP TEST SEPTOR,FOR COMPENSATION,SEP SYS,CPF | [8 empty] | YOKOGAWA | [7 empty] | EP_F_GENERAL | EP_F_PCE | 50PT-001,HP/LP TEST SEPTOR,FOR COMPENSATION,SEP SYS,CPF | 55 | YES
NG.GBU.GBRG1.PS.V-5005 | NG.GBRG1.V-5005-50FT-021 | 24 | 8 | 00007 | A |  | 50FT-021,XHP TEST SEPARATOR,SEP SYS,CPF | 39 | NG01 | GBRG1 |  | PCH |  | A |  | NG01 |  |  |  |  | O.NG.PAE.GBA.FAC |  |  |  |  | NG01 | GBU | GBUINST | NG01 |  | TXUS |  |  |  | 50FT-021,XHP TEST SEPARATOR,SEP SYS,CPF | [8 empty] | ELSTER-INSTROMET |  | Q SONIC 3C |  |  |  | 3889 |  | EP_F_GENERAL | EP_F_PCE | 50FT-021,XHP TEST SEPARATOR,SEP SYS,CPF | 39 | YES
NG.GBU.GBRG1.PS.V-5005 | NG.GBRG1.V-5005-50TT-021 | 24 | 8 | 00007 | A |  | 50PT-021,XHP TEST SEPARATOR,SEP SYS,CPF | 39 | NG01 | GBRG1 |  | PCH |  | A |  | NG01 |  |  |  |  | O.NG.PAE.GBA.FAC |  |  |  |  | NG01 | GBU | GBUINST | NG01 |  | TXTE |  |  |  | 50PT-021,XHP TEST SEPARATOR,FOR COMPENSATION,SEP SYS,CPF | [8 empty] | YOKOGAWA | [7 empty] | EP_F_GENERAL | EP_F_PCE | 50PT-021,XHP TEST SEPARATOR,FOR COMPENSATION,SEP SYS,CPF | 57 | YES
NG.GBU.GBRG1.PS.V-5005 | NG.GBRG1.V-5005-50PT-024 | 24 | 8 | 00007 | A |  | 50PT-024,XHP TEST SEPARATOR,SEP SYS,CPF | 39 | NG01 | GBRG1 |  | PCH |  | A |  | NG01 |  |  |  |  | O.NG.PAE.GBA.FAC |  |  |  |  | NG01 | GBU | GBUINST | NG01 |  | TXPR |  |  |  | 50PT-024,XHP TEST SEPARATOR,FOR COMPENSATION,SEP SYS,CPF | [8 empty] | YOKOGAWA | [7 empty] | EP_F_GENERAL | EP_F_PCE | 50PT-024,XHP TEST SEPARATOR,FOR COMPENSATION,SEP SYS,CPF | 56 | YES
NG.GBU.GBRG1.PS.V-5004 | NG.GBRG1.V-5004-50FT-010 | 24 | 8 | 00007 | A |  | 50FT-010,XXHP TEST SEPARATOR,SEP SYS,CPF | 40 | NG01 | GBRG1 |  | PCH |  | A |  | NG01 |  |  |  |  | O.NG.PAE.GBA.FAC |  |  |  |  | NG01 | GBU | GBUINST | NG01 |  | TXUS |  |  |  | 50FT-010,XXHP TEST SEPARATOR,SEP SYS,CPF | [8 empty] | ELSTER-INSTROMET |  | Q SONIC 3C |  |  |  | 3889 |  | EP_F_GENERAL | EP_F_PCE | 50FT-010,XXHP TEST SEPARATOR,SEP SYS,CPF | 40 | YES
NG.GBU.GBRG1.PS.V-5004 | NG.GBRG1.V-5004-50TT-012 | 24 | 8 | 00007 | A |  | 50TT-012,XXHP TEST SEPARATOR,SEP SYS,CPF | 40 | NG01 | GBRG1 |  | PCH |  | A |  | NG01 |  |  |  |  | O.NG.PAE.GBA.FAC |  |  |  |  | NG01 | GBU | GBUINST | NG01 |  | TXTE |  |  |  | 50TT-012,XXHP TEST SEPARATOR,FOR COMPENSATION SEP SYS,CPF | [8 empty] | YOKOGAWA | [7 empty] | EP_F_GENERAL | EP_F_PCE | 50TT-012,XXHP TEST SEPARATOR,FOR COMPENSATION SEP SYS,CPF | 57 | YES
NG.GBU.GBRG1.PS.V-5004 | NG.GBRG1.V-5004-50PT-015 | 24 | 8 | 00007 | A |  | 50PT-015,XXHP TEST SEPARATOR,SEP SYS,CPF | 40 | NG01 | GBRG1 |  | PCH |  | A |  | NG01 |  |  |  |  | O.NG.PAE.GBA.FAC |  |  |  |  | NG01 | GBU | GBUINST | NG01 |  | TXPR |  |  |  | 50PT-015,XXHP TEST SEPARATOR,FOR COMPENSATION,SEP SYS,CPF | [8 empty] | YOKOGAWA | [7 empty] | EP_F_GENERAL | EP_F_PCE | 50PT-015,XXHP TEST SEPARATOR,FOR COMPENSATION,SEP SYS,CPF | 57 | YES
NG.GBU.GBRG1.PS.V-5004 | NG.GBRG1.V-5004-50FT-003 | 24 | 8 | 00007 | A |  | 50FT-003,XXHP TEST SEPARATOR,SEP SYS,CPF | 40 | NG01 | GBRG1 |  | PCH |  | A |  | NG01 |  |  |  |  | O.NG.PAE.GBA.FAC |  |  |  |  | NG01 | GBU | GBUINST | NG01 | [5 empty] | 50FT-003,XXHP TEST SEPARATOR ORIFIVE METER,SEP SYS,CPF | [8 empty] | YOKOGAWA,ORIFICE METER | [7 empty] | EP_F_GENERAL | EP_F_PCE | 50FT-003,XXHP TEST SEPARATOR,SEP SYS,CPF | 40 | YES
NG.GBU.GBRG1.PS.V-5004 | NG.GBRG1.V-5004-50TT-003 | 24 | 8 | 00007 | A |  | 50TT-003,XXHP TEST SEPARATOR,SEP SYS,CPF | 40 | NG01 | GBRG1 |  | PCH |  | A |  | NG01 |  |  |  |  | O.NG.PAE.GBA.FAC |  |  |  |  | NG01 | GBU | GBUINST | NG01 |  | TXTE |  |  |  | 50TT-003,XXHP TEST SEPARATOR,SEP SYS,CPF | [8 empty] | YOKOGAWA | [7 empty] | EP_F_GENERAL | EP_F_PCE | 50TT-003,XXHP TEST SEPARATOR,SEP SYS,CPF | 40 | YES
NG.GBU.GBRG1.PS.V-5004 | NG.GBRG1.V-5004-50PT-004 | 24 | 8 | 00007 | A |  | 50PT-003,XXHP TEST SEPARATOR,SEP SYS,CPF | 40 | NG01 | GBRG1 |  | PCH |  | A |  | NG01 |  |  |  |  | O.NG.PAE.GBA.FAC |  |  |  |  | NG01 | GBU | GBUINST | NG01 |  | TXPR |  |  |  | 50PT-003,XXHP TEST SEPARATOR,SEP SYS,CPF | [8 empty] | YOKOGAWA | [7 empty] | EP_F_GENERAL | EP_F_PCE | 50PT-003,XXHP TEST SEPARATOR,SEP SYS,CPF | 40 | YES
CLASS 3 (WATER CUT METERS)
NG.GBU.GBRG1.OX | NG.GBU.GBRG1.OX.55QT-101 | 24 | 7 | 00002 | A |  | 55QI-101, WATER CUT METER TRAIN ONE | 35 | NG01 | GBRG1 |  | PCH |  | A |  | NG01 |  |  |  |  | O.NG.PAE.GBA.FAC |  |  |  |  | NG01 | GBU | GBUINST | NG01 |  | QMFM |  |  |  | NG.GBU.GBRG1.OX.55QT-101 | [8 empty] | AGAR CORPORATION INC |  | OW-202/HC/0 – 100%/ 3” – 150# |  |  |  | 80365.4 |  | EP_F_GENERAL | EP_F_PCE | WATER CUT METER TRAIN ONE | 25 | YES
NG.GBU.GBRG1.OX | NG.GBU.GBRG1.OX.55QI-201 | 24 | 7 | 00002 | A |  | 55QI-201, WATER CUT METER TRAIN TWO | 35 | NG01 | GBRG1 |  | PCH |  | A |  | NG01 |  |  |  |  | O.NG.PAE.GBA.FAC |  |  |  |  | NG01 | GBU | GBUINST | NG01 |  | QMFM |  |  |  | NG.GBU.GBRG1.OX.55QT-201 | [8 empty] | AGAR CORPORATION INC |  | OW-202/HC/0 – 100%/ 3” – 150# |  |  |  | 80365.5 |  | EP_F_GENERAL | EP_F_PCE | WATER CUT METER TRAIN TWO | 25 | YES
NG.GBU.GBRG1.PS.V-5004 | NG.GBRG1.V-5004-50QT-018 | 24 | 8 | 00007 | A |  | 50QT-018,XXHP TEST SEPARATOR,SEP SYS,CPF | 40 | NG01 | GBRG1 |  | PCH |  | A |  | NG01 |  |  |  |  | O.NG.PAE.GBA.FAC |  |  |  |  | NG01 | GBU | GBUINST | NG01 |  | QMAO |  |  |  | 50QT-018,XXHP TEST SEPARATOR,SEP SYS,CPF | [8 empty] | AGAR CORPORATION INC |  | OW-202/HC/0 – 100%/ 3” – 150# |  |  |  | 80365.3 |  | EP_F_GENERAL | EP_F_PCE | 50QT-018,XXHP TEST SEPARATOR WATER CUT METER,SEP SYS,CPF | 56 | YES
NG.GBU.GBRG1.PS.V-5005 | NG.GBRG1.V-5005-50QT-022 | 24 | 8 | 00007 | A |  | 50QT-022,XHP TEST SEPARATOR,SEP SYS,CPF | 39 | NG01 | GBRG1 |  | PCH |  | A |  | NG01 |  |  |  |  | O.NG.PAE.GBA.FAC |  |  |  |  | NG01 | GBU | GBUINST | NG01 |  | QMAO |  |  |  | 50QT-022,XHP TEST SEPARATOR,SEP SYS,CPF | [8 empty] | AGAR CORPORATION INC |  | OW-202/HC/0 – 100%/ 3” – 150# |  |  |  | 80365.2 |  | EP_F_GENERAL | EP_F_PCE | 50QT-022,XHP TEST SEPARATOR WATER CUT METER,SEP SYS,CPF | 55 | YES
NG.GBU.GBRG1.PS.V-5001 | NG.GBRG1.V-5001-50QT-017 | 24 | 8 | 00007 | A |  | 50QT-017,HP/LP TEST SEPARAT,SEP SYS,CPF | 39 | NG01 | GBRG1 |  | PCH |  | A |  | NG01 |  |  |  |  | O.NG.PAE.GBA.FAC |  |  |  |  | NG01 | GBU | GBUINST | NG01 |  | QMAO |  |  |  | 50QT-017,HP/LP TEST SEPARAT,SEP SYS,CPF | [8 empty] | AGAR CORPORATION INC |  | OW-202/HC/0 – 100%/ 3” – 150# |  |  |  | 80365.1 |  | EP_F_GENERAL | EP_F_PCE | 50QT-017,HP/LP TEST SEPARAT WATER CUT METER,SEP SYS,CPF | 55 | YES
CLASS 3 (VENTURI METERS)
NG.GBU.ZRMS1.MA | NG.GBU.ZRMS1.MA.10FT-107 | 24 | 7 | 00002 | A |  | 10FT-107,MFOLD SYSTEM,ZARAMA RIF | 32 | NG01 | GBRG1 |  | PCH |  | A |  | NG01 |  |  |  |  | O.NG.PAE.GBA.FAC |  |  |  |  | NG01 | GBU | GBUINST | NG01 |  | TXMF |  |  |  | 10FT-107,MFOLD SYSTEM,ZARAMA RIF | [8 empty] | EMERSON |  | 3051S2CD | [5 empty] | EP_F_GENERAL | EP_F_PCE | 10FT-107,MFOLD SYSTEM,ZARAMA RIF | 32 | YES
NG.GBU.ZRMS1.MA | NG.GBU.ZRMS1.MA.10FE-107 | 24 | 7 | 00002 | A |  | 10FE-107,MFOLD SYSTEM,ZARAMA RIF | 32 | NG01 | GBRG1 |  | PCH |  | A |  | NG01 |  |  |  |  | O.NG.PAE.GBA.FAC |  |  |  |  | NG01 | GBU | GBUINST | NG01 |  | LOIN |  |  |  | 10FE-107,MFOLD SYSTEM,ZARAMA RIF | [8 empty] | ABB | [7 empty] | EP_F_GENERAL | EP_F_PCE | 10FE-107,MFOLD SYSTEM,ZARAMA RIF | 32 | YES
NG.GBU.ZRMS1.MA | NG.GBU.ZRMS1.MA.10FT-108 | 24 | 7 | 00002 | A |  | 10FT-108,MFOLD SYSTEM,ZARAMA RIF | 32 | NG01 | GBRG1 |  | PCH |  | A |  | NG01 |  |  |  |  | O.NG.PAE.GBA.FAC |  |  |  |  | NG01 | GBU | GBUINST | NG01 |  | TXMF |  |  |  | 10FT-108,MFOLD SYSTEM,ZARAMA RIF | [8 empty] | EMERSON | [7 empty] | EP_F_GENERAL | EP_F_PCE | 10FT-108,MFOLD SYSTEM,ZARAMA RIF | 32 | YES
NG.GBU.ZRMS1.MA | NG.GBU.ZRMS1.MA.10PT-107 | 24 | 7 | 00002 | A |  | 10PT-107,MFOLD SYSTEM,ZARAMA RIF | 32 | NG01 | GBRG1 |  | PCH |  | A |  | NG01 |  |  |  |  | O.NG.PAE.GBA.FAC |  |  |  |  | NG01 | GBU | GBUINST | NG01 |  | TXPR |  |  |  | 10PT-107,MFOLD SYSTEM,ZARAMA RIF | [8 empty] | EMERSON |  | 3051S1TG | [5 empty] | EP_F_GENERAL | EP_F_PCE | 10PT-107,MFOLD SYSTEM,ZARAMA RIF | 32 | YES
NG.GBU.ZRMS1.MA | NG.GBU.ZRMS1.MA.10TT-107 | 24 | 7 | 00002 | A |  | 10TT-107,MFOLD SYSTEM,ZARAMA RIF | 32 | NG01 | GBRG1 |  | PCH |  | A |  | NG01 |  |  |  |  | O.NG.PAE.GBA.FAC |  |  |  |  | NG01 | GBU | GBUINST | NG01 |  | TXTE |  |  |  | 10TT-107,MFOLD SYSTEM,ZARAMA RIF | [8 empty] | EMERSON |  | 3144PD6F1KAM5Q4XA | [5 empty] | EP_F_GENERAL | EP_F_PCE | 10TT-107,MFOLD SYSTEM,ZARAMA RIF | 32 | YES
NG.GBU.ZRMS1.MA | NG.GBU.ZRMS1.MA.10TE-107 | 24 | 7 | 00002 | A |  | 10TE-107,MFOLD SYSTEM,ZARAMA RIF | 32 | NG01 | GBRG1 |  | PCH |  | A |  | NG01 |  |  |  |  | O.NG.PAE.GBA.FAC |  |  |  |  | NG01 | GBU | GBUINST | NG01 |  | TXRE |  |  |  | 10TE-107,MFOLD SYSTEM,ZARAMA RIF | [8 empty] | EMERSON | [7 empty] | EP_F_GENERAL | EP_F_PCE | 10TE-107,MFOLD SYSTEM,ZARAMA RIF | 32 | YES
NG.GBU.ZRMS1.MA | NG.GBU.ZRMS1.MA.10FT-207 | 24 | 7 | 00002 | A |  | 10FT-207,MFOLD SYSTEM,ZARAMA RIF | 32 | NG01 | GBRG1 |  | PCH |  | A |  | NG01 |  |  |  |  | O.NG.PAE.GBA.FAC |  |  |  |  | NG01 | GBU | GBUINST | NG01 |  | TXMF |  |  |  | 10FT-207,MFOLD SYSTEM,ZARAMA RIF | [8 empty] | EMERSON |  | 3051S2CD | [5 empty] | EP_F_GENERAL | EP_F_PCE | 10FT-207,MFOLD SYSTEM,ZARAMA RIF | 32 | YES
NG.GBU.ZRMS1.MA | NG.GBU.ZRMS1.MA.10FE-207 | 24 | 7 | 00002 | A |  | 10FE-207,MFOLD SYSTEM,ZARAMA RIF | 32 | NG01 | GBRG1 |  | PCH |  | A |  | NG01 |  |  |  |  | O.NG.PAE.GBA.FAC |  |  |  |  | NG01 | GBU | GBUINST | NG01 |  | LOIN |  |  |  | 10FE-207,MFOLD SYSTEM,ZARAMA RIF | [8 empty] | ABB | [7 empty] | EP_F_GENERAL | EP_F_PCE | 10FE-207,MFOLD SYSTEM,ZARAMA RIF | 32 | YES
NG.GBU.ZRMS1.MA | NG.GBU.ZRMS1.MA.10FT-208 | 24 | 7 | 00002 | A |  | 10FT-208,MFOLD SYSTEM,ZARAMA RIF | 32 | NG01 | GBRG1 |  | PCH |  | A |  | NG01 |  |  |  |  | O.NG.PAE.GBA.FAC |  |  |  |  | NG01 | GBU | GBUINST | NG01 |  | TXMF |  |  |  | 10FT-208,MFOLD SYSTEM,ZARAMA RIF | [8 empty] | EMERSON | [7 empty] | EP_F_GENERAL | EP_F_PCE | 10FT-208,MFOLD SYSTEM,ZARAMA RIF | 32 | YES
NG.GBU.ZRMS1.MA | NG.GBU.ZRMS1.MA.10PT-207 | 24 | 7 | 00002 | A |  | 10PT-207,MFOLD SYSTEM,ZARAMA RIF | 32 | NG01 | GBRG1 |  | PCH |  | A |  | NG01 |  |  |  |  | O.NG.PAE.GBA.FAC |  |  |  |  | NG01 | GBU | GBUINST | NG01 |  | TXPR |  |  |  | 10PT-207,MFOLD SYSTEM,ZARAMA RIF | [8 empty] | EMERSON |  | 3051S1TG | [5 empty] | EP_F_GENERAL | EP_F_PCE | 10PT-207,MFOLD SYSTEM,ZARAMA RIF | 32 | YES
NG.GBU.ZRMS1.MA | NG.GBU.ZRMS1.MA.10TT-207 | 24 | 7 | 00002 | A |  | 10TT-207,MFOLD SYSTEM,ZARAMA RIF | 32 | NG01 | GBRG1 |  | PCH |  | A |  | NG01 |  |  |  |  | O.NG.PAE.GBA.FAC |  |  |  |  | NG01 | GBU | GBUINST | NG01 |  | TXTE |  |  |  | 10TT-207,MFOLD SYSTEM,ZARAMA RIF | [8 empty] | EMERSON |  | 3144PD6F1KAM5Q4XA | [5 empty] | EP_F_GENERAL | EP_F_PCE | 10TT-207,MFOLD SYSTEM,ZARAMA RIF | 32 | YES
NG.GBU.ZRMS1.MA | NG.GBU.ZRMS1.MA.10TE-207 | 24 | 7 | 00002 | A |  | 10TE-207,MFOLD SYSTEM,ZARAMA RIF | 32 | NG01 | GBRG1 |  | PCH |  | A |  | NG01 |  |  |  |  | O.NG.PAE.GBA.FAC |  |  |  |  | NG01 | GBU | GBUINST | NG01 |  | TXRE |  |  |  | 10TE-207,MFOLD SYSTEM,ZARAMA RIF | [8 empty] | EMERSON | [7 empty] | EP_F_GENERAL | EP_F_PCE | 10TE-207,MFOLD SYSTEM,ZARAMA RIF | 32 | YES
[52 empty] | EP_F_GENERAL | EP_F_PCE
NG.GBU.ZRMS1.MA | NG.GBU.ZRMS1.MA.10FT-307 | 24 | 7 | 00002 | A |  | 10FT-307,MFOLD SYSTEM,ZARAMA RIF | 32 | NG01 | GBRG1 |  | PCH |  | A |  | NG01 |  |  |  |  | O.NG.PAE.GBA.FAC |  |  |  |  | NG01 | GBU | GBUINST | NG01 |  | TXMF |  |  |  | 10FT-307,MFOLD SYSTEM,ZARAMA RIF | [8 empty] | EMERSON |  | 3051S2CD | [5 empty] | EP_F_GENERAL | EP_F_PCE | 10FT-307,MFOLD SYSTEM,ZARAMA RIF | 32 | YES
NG.GBU.ZRMS1.MA | NG.GBU.ZRMS1.MA.10FE-307 | 24 | 7 | 00002 | A |  | 10FE-307,MFOLD SYSTEM,ZARAMA RIF | 32 | NG01 | GBRG1 |  | PCH |  | A |  | NG01 |  |  |  |  | O.NG.PAE.GBA.FAC |  |  |  |  | NG01 | GBU | GBUINST | NG01 |  | LOIN |  |  |  | 10FE-307,MFOLD SYSTEM,ZARAMA RIF | [8 empty] | ABB | [7 empty] | EP_F_GENERAL | EP_F_PCE | 10FE-307,MFOLD SYSTEM,ZARAMA RIF | 32 | YES
NG.GBU.ZRMS1.MA | NG.GBU.ZRMS1.MA.10FT-308 | 24 | 7 | 00002 | A |  | 10FT-308,MFOLD SYSTEM,ZARAMA RIF | 32 | NG01 | GBRG1 |  | PCH |  | A |  | NG01 |  |  |  |  | O.NG.PAE.GBA.FAC |  |  |  |  | NG01 | GBU | GBUINST | NG01 |  | TXMF |  |  |  | 10FT-308,MFOLD SYSTEM,ZARAMA RIF | [8 empty] | EMERSON | [7 empty] | EP_F_GENERAL | EP_F_PCE | 10FT-308,MFOLD SYSTEM,ZARAMA RIF | 32 | YES
NG.GBU.ZRMS1.MA | NG.GBU.ZRMS1.MA.10PT-307 | 24 | 7 | 00002 | A |  | 10PT-307,MFOLD SYSTEM,ZARAMA RIF | 32 | NG01 | GBRG1 |  | PCH |  | A |  | NG01 |  |  |  |  | O.NG.PAE.GBA.FAC |  |  |  |  | NG01 | GBU | GBUINST | NG01 |  | TXPR |  |  |  | 10PT-307,MFOLD SYSTEM,ZARAMA RIF | [8 empty] | EMERSON |  | 3051S1TG | [5 empty] | EP_F_GENERAL | EP_F_PCE | 10PT-307,MFOLD SYSTEM,ZARAMA RIF | 32 | YES
NG.GBU.ZRMS1.MA | NG.GBU.ZRMS1.MA.10TT-307 | 24 | 7 | 00002 | A |  | 10TT-307,MFOLD SYSTEM,ZARAMA RIF | 32 | NG01 | GBRG1 |  | PCH |  | A |  | NG01 |  |  |  |  | O.NG.PAE.GBA.FAC |  |  |  |  | NG01 | GBU | GBUINST | NG01 |  | TXTE |  |  |  | 10TT-307,MFOLD SYSTEM,ZARAMA RIF | [8 empty] | EMERSON |  | 3144PD6F1KAM5Q4XA | [5 empty] | EP_F_GENERAL | EP_F_PCE | 10TT-307,MFOLD SYSTEM,ZARAMA RIF | 32 | YES
NG.GBU.ZRMS1.MA | NG.GBU.ZRMS1.MA.10TE-307 | 24 | 7 | 00002 | A |  | 10TE-307,MFOLD SYSTEM,ZARAMA RIF | 32 | NG01 | GBRG1 |  | PCH |  | A |  | NG01 |  |  |  |  | O.NG.PAE.GBA.FAC |  |  |  |  | NG01 | GBU | GBUINST | NG01 |  | TXRE |  |  |  | 10TE-307,MFOLD SYSTEM,ZARAMA RIF | [8 empty] | EMERSON | [7 empty] | EP_F_GENERAL | EP_F_PCE | 10TE-307,MFOLD SYSTEM,ZARAMA RIF | 32 | YES
NG.GBU.ZRMS1.MA | NG.GBU.ZRMS1.MA.10FT-407 | 24 | 7 | 00002 | A |  | 10FT-407,MFOLD SYSTEM,ZARAMA RIF | 32 | NG01 | GBRG1 |  | PCH |  | A |  | NG01 |  |  |  |  | O.NG.PAE.GBA.FAC |  |  |  |  | NG01 | GBU | GBUINST | NG01 |  | TXMF |  |  |  | 10FT-407,MFOLD SYSTEM,ZARAMA RIF | [8 empty] | EMERSON |  | 3051S2CD | [5 empty] | EP_F_GENERAL | EP_F_PCE | 10FT-407,MFOLD SYSTEM,ZARAMA RIF | 32 | YES
NG.GBU.ZRMS1.MA | NG.GBU.ZRMS1.MA.10FE-407 | 24 | 7 | 00002 | A |  | 10FE-407,MFOLD SYSTEM,ZARAMA RIF | 32 | NG01 | GBRG1 |  | PCH |  | A |  | NG01 |  |  |  |  | O.NG.PAE.GBA.FAC |  |  |  |  | NG01 | GBU | GBUINST | NG01 |  | LOIN |  |  |  | 10FE-407,MFOLD SYSTEM,ZARAMA RIF | [8 empty] | ABB | [7 empty] | EP_F_GENERAL | EP_F_PCE | 10FE-407,MFOLD SYSTEM,ZARAMA RIF | 32 | YES
NG.GBU.ZRMS1.MA | NG.GBU.ZRMS1.MA.10FT-408 | 24 | 7 | 00002 | A |  | 10FT-408,MFOLD SYSTEM,ZARAMA RIF | 32 | NG01 | GBRG1 |  | PCH |  | A |  | NG01 |  |  |  |  | O.NG.PAE.GBA.FAC |  |  |  |  | NG01 | GBU | GBUINST | NG01 |  | TXMF |  |  |  | 10FT-408,MFOLD SYSTEM,ZARAMA RIF | [8 empty] | EMERSON | [7 empty] | EP_F_GENERAL | EP_F_PCE | 10FT-408,MFOLD SYSTEM,ZARAMA RIF | 32 | YES
NG.GBU.ZRMS1.MA | NG.GBU.ZRMS1.MA.10PT-407 | 24 | 7 | 00002 | A |  | 10PT-407,MFOLD SYSTEM,ZARAMA RIF | 32 | NG01 | GBRG1 |  | PCH |  | A |  | NG01 |  |  |  |  | O.NG.PAE.GBA.FAC |  |  |  |  | NG01 | GBU | GBUINST | NG01 |  | TXPR |  |  |  | 10PT-407,MFOLD SYSTEM,ZARAMA RIF | [8 empty] | EMERSON |  | 3051S1TG | [5 empty] | EP_F_GENERAL | EP_F_PCE | 10PT-407,MFOLD SYSTEM,ZARAMA RIF | 32 | YES
NG.GBU.ZRMS1.MA | NG.GBU.ZRMS1.MA.10TT-407 | 24 | 7 | 00002 | A |  | 10TT-407,MFOLD SYSTEM,ZARAMA RIF | 32 | NG01 | GBRG1 |  | PCH |  | A |  | NG01 |  |  |  |  | O.NG.PAE.GBA.FAC |  |  |  |  | NG01 | GBU | GBUINST | NG01 |  | TXTE |  |  |  | 10TT-407,MFOLD SYSTEM,ZARAMA RIF | [8 empty] | EMERSON |  | 3144PD6F1KAM5Q4XA | [5 empty] | EP_F_GENERAL | EP_F_PCE | 10TT-407,MFOLD SYSTEM,ZARAMA RIF | 32 | YES
NG.GBU.ZRMS1.MA | NG.GBU.ZRMS1.MA.10TE-407 | 24 | 7 | 00002 | A |  | 10TE-407,MFOLD SYSTEM,ZARAMA RIF | 32 | NG01 | GBRG1 |  | PCH |  | A |  | NG01 |  |  |  |  | O.NG.PAE.GBA.FAC |  |  |  |  | NG01 | GBU | GBUINST | NG01 |  | TXRE |  |  |  | 10TE-407,MFOLD SYSTEM,ZARAMA RIF | [8 empty] | EMERSON | [7 empty] | EP_F_GENERAL | EP_F_PCE | 10TE-407,MFOLD SYSTEM,ZARAMA RIF | 32 | YES
[52 empty] | EP_F_GENERAL | EP_F_PCE
NG.GBU.ZRMS1.MA | NG.GBU.ZRMS1.MA.10FT-507 | 24 | 7 | 00002 | A |  | 10FT-507,MFOLD SYSTEM,ZARAMA RIF | 32 | NG01 | GBRG1 |  | PCH |  | A |  | NG01 |  |  |  |  | O.NG.PAE.GBA.FAC |  |  |  |  | NG01 | GBU | GBUINST | NG01 |  | TXMF |  |  |  | 10FT-507,MFOLD SYSTEM,ZARAMA RIF | [8 empty] | EMERSON |  | 3051S2CD | [5 empty] | EP_F_GENERAL | EP_F_PCE | 10FT-507,MFOLD SYSTEM,ZARAMA RIF | 32 | YES
NG.GBU.ZRMS1.MA | NG.GBU.ZRMS1.MA.10FE-507 | 24 | 7 | 00002 | A |  | 10FE-507,MFOLD SYSTEM,ZARAMA RIF | 32 | NG01 | GBRG1 |  | PCH |  | A |  | NG01 |  |  |  |  | O.NG.PAE.GBA.FAC |  |  |  |  | NG01 | GBU | GBUINST | NG01 |  | LOIN |  |  |  | 10FE-507,MFOLD SYSTEM,ZARAMA RIF | [8 empty] | ABB | [7 empty] | EP_F_GENERAL | EP_F_PCE | 10FE-507,MFOLD SYSTEM,ZARAMA RIF | 32 | YES
NG.GBU.ZRMS1.MA | NG.GBU.ZRMS1.MA.10FT-808B | 25 | 7 | 00002 | A |  | 10FT-808B,MFOLD SYSTEM,ZARAMA RIF | 33 | NG01 | GBRG1 |  | PCH |  | A |  | NG01 |  |  |  |  | O.NG.PAE.GBA.FAC |  |  |  |  | NG01 | GBU | GBUINST | NG01 |  | TXMF |  |  |  | 10FT-808B,MFOLD SYSTEM,ZARAMA RIF | [8 empty] | EMERSON | [7 empty] | EP_F_GENERAL | EP_F_PCE | 10FT-808B,MFOLD SYSTEM,ZARAMA RIF | 33 | YES
NG.GBU.ZRMS1.MA | NG.GBU.ZRMS1.MA.10PT-507 | 24 | 7 | 00002 | A |  | 10PT-507,MFOLD SYSTEM,ZARAMA RIF | 32 | NG01 | GBRG1 |  | PCH |  | A |  | NG01 |  |  |  |  | O.NG.PAE.GBA.FAC |  |  |  |  | NG01 | GBU | GBUINST | NG01 |  | TXPR |  |  |  | 10PT-507,MFOLD SYSTEM,ZARAMA RIF | [8 empty] | EMERSON |  | 3051S1TG | [5 empty] | EP_F_GENERAL | EP_F_PCE | 10PT-507,MFOLD SYSTEM,ZARAMA RIF | 32 | YES
NG.GBU.ZRMS1.MA | NG.GBU.ZRMS1.MA.10TT-507 | 24 | 7 | 00002 | A |  | 10TT-507,MFOLD SYSTEM,ZARAMA RIF | 32 | NG01 | GBRG1 |  | PCH |  | A |  | NG01 |  |  |  |  | O.NG.PAE.GBA.FAC |  |  |  |  | NG01 | GBU | GBUINST | NG01 |  | TXTE |  |  |  | 10TT-507,MFOLD SYSTEM,ZARAMA RIF | [8 empty] | EMERSON |  | 3144PD6F1KAM5Q4XA | [5 empty] | EP_F_GENERAL | EP_F_PCE | 10TT-507,MFOLD SYSTEM,ZARAMA RIF | 32 | YES
NG.GBU.ZRMS1.MA | NG.GBU.ZRMS1.MA.10TE-507 | 24 | 7 | 00002 | A |  | 10TE-507,MFOLD SYSTEM,ZARAMA RIF | 32 | NG01 | GBRG1 |  | PCH |  | A |  | NG01 |  |  |  |  | O.NG.PAE.GBA.FAC |  |  |  |  | NG01 | GBU | GBUINST | NG01 |  | TXRE |  |  |  | 10TE-507,MFOLD SYSTEM,ZARAMA RIF | [8 empty] | EMERSON | [7 empty] | EP_F_GENERAL | EP_F_PCE | 10TE-507,MFOLD SYSTEM,ZARAMA RIF | 32 | YES
NG.GBU.KOLS1.MA | NG.GBU.KOLS1.MA.10FT-107 | 24 | 7 | 00002 | A |  | 10FT-107,MFOLD SYSTEM,KOLS1 RIF | 31 | NG01 | GBRG1 |  | PCH |  | A |  | NG01 |  |  |  |  | O.NG.PAE.GBA.FAC |  |  |  |  | NG01 | GBU | GBUINST | NG01 |  | TXMF |  |  |  | 10FT-107,MFOLD SYSTEM,KOLS1 RIF | [8 empty] | EMERSON |  | 300S1KF1AM5 |  |  |  | 8555062 |  | EP_F_GENERAL | EP_F_PCE | 10FT-107,MFOLD SYSTEM,KOLS1 RIF | 31 | YES
NG.GBU.KOLS1.MA | NG.GBU.KOLS1.MA.10FE-107 | 24 | 7 | 00002 | A |  | 10FE-107,MFOLD SYSTEM,KOLS1 RIF | 31 | NG01 | GBRG1 |  | PCH |  | A |  | NG01 |  |  |  |  | O.NG.PAE.GBA.FAC |  |  |  |  | NG01 | GBU | GBUINST | NG01 |  | LOIN |  |  |  | 10FE-107,MFOLD SYSTEM,KOLS1 RIF | [8 empty] | ABB | [7 empty] | EP_F_GENERAL | EP_F_PCE | 10FE-107,MFOLD SYSTEM,KOLS1 RIF | 31 | YES
NG.GBU.KOLS1.MA | NG.GBU.KOLS1.MA.10FT-108 | 24 | 7 | 00002 | A |  | 10FT-108,MFOLD SYSTEM,KOLS1 RIF | 31 | NG01 | GBRG1 |  | PCH |  | A |  | NG01 |  |  |  |  | O.NG.PAE.GBA.FAC |  |  |  |  | NG01 | GBU | GBUINST | NG01 |  | TXMF |  |  |  | 10FT-108,MFOLD SYSTEM,KOLS1 RIF | [8 empty] | EMERSON |  | 300S1KF1AM5 |  |  |  | 8565501 |  | EP_F_GENERAL | EP_F_PCE | 10FT-108,MFOLD SYSTEM,KOLS1 RIF | 31 | YES
NG.GBU.KOLS1.MA | NG.GBU.KOLS1.MA.10PT-107 | 24 | 7 | 00002 | A |  | 10PT-107,MFOLD SYSTEM,KOLS1 RIF | 31 | NG01 | GBRG1 |  | PCH |  | A |  | NG01 |  |  |  |  | O.NG.PAE.GBA.FAC |  |  |  |  | NG01 | GBU | GBUINST | NG01 |  | TXPR |  |  |  | 10PT-107,MFOLD SYSTEM,KOLS1 RIF | [8 empty] | EMERSON |  | TYPE 511 |  |  |  | 8557288 |  | EP_F_GENERAL | EP_F_PCE | 10PT-107,MFOLD SYSTEM,KOLS1 RIF | 31 | YES
NG.GBU.KOLS1.MA | NG.GBU.KOLS1.MA.10TT-107 | 24 | 7 | 00002 | A |  | 10TT-107,MFOLD SYSTEM,KOLS1 RIF | 31 | NG01 | GBRG1 |  | PCH |  | A |  | NG01 |  |  |  |  | O.NG.PAE.GBA.FAC |  |  |  |  | NG01 | GBU | GBUINST | NG01 |  | TXTE |  |  |  | 10TT-107,MFOLD SYSTEM,KOLS1 RIF | [8 empty] | EMERSON |  | 644 |  |  |  | G/78355/4/7 |  | EP_F_GENERAL | EP_F_PCE | 10TT-107,MFOLD SYSTEM,KOLS1 RIF | 31 | YES
NG.GBU.KOLS1.MA | NG.GBU.KOLS1.MA.10TE-107 | 24 | 7 | 00002 | A |  | 10TE-107,MFOLD SYSTEM,KOLS1 RIF | 31 | NG01 | GBRG1 |  | PCH |  | A |  | NG01 |  |  |  |  | O.NG.PAE.GBA.FAC |  |  |  |  | NG01 | GBU | GBUINST | NG01 |  | TXRE |  |  |  | 10TE-107,MFOLD SYSTEM,KOLS1 RIF | [8 empty] | EMERSON | [7 empty] | EP_F_GENERAL | EP_F_PCE | 10TE-107,MFOLD SYSTEM,KOLS1 RIF | 31 | YES
NG.GBU.KOLS1.MA | NG.GBU.KOLS1.MA.10FT-207 | 24 | 7 | 00002 | A |  | 10FT-207,MFOLD SYSTEM,KOLS1 RIF | 31 | NG01 | GBRG1 |  | PCH |  | A |  | NG01 |  |  |  |  | O.NG.PAE.GBA.FAC |  |  |  |  | NG01 | GBU | GBUINST | NG01 |  | TXMF |  |  |  | 10FT-207,MFOLD SYSTEM,KOLS1 RIF | [8 empty] | EMERSON |  | 300S1KF1AM5 |  |  |  | 2285764 |  | EP_F_GENERAL | EP_F_PCE | 10FT-207,MFOLD SYSTEM,KOLS1 RIF | 31 | YES
NG.GBU.KOLS1.MA | NG.GBU.KOLS1.MA.10FE-207 | 24 | 7 | 00002 | A |  | 10FE-207,MFOLD SYSTEM,KOLS1 RIF | 31 | NG01 | GBRG1 |  | PCH |  | A |  | NG01 |  |  |  |  | O.NG.PAE.GBA.FAC |  |  |  |  | NG01 | GBU | GBUINST | NG01 |  | LOIN |  |  |  | 10FE-207,MFOLD SYSTEM,KOLS1 RIF | [8 empty] | ABB | [5 empty] | 8565498 |  | EP_F_GENERAL | EP_F_PCE | 10FE-207,MFOLD SYSTEM,KOLS1 RIF | 31 | YES
NG.GBU.KOLS1.MA | NG.GBU.KOLS1.MA.10FT-208 | 24 | 7 | 00002 | A |  | 10FT-208,MFOLD SYSTEM,KOLS1 RIF | 31 | NG01 | GBRG1 |  | PCH |  | A |  | NG01 |  |  |  |  | O.NG.PAE.GBA.FAC |  |  |  |  | NG01 | GBU | GBUINST | NG01 |  | TXMF |  |  |  | 10FT-208,MFOLD SYSTEM,KOLS1 RIF | [8 empty] | EMERSON |  | 300S1KF1AM5 | [5 empty] | EP_F_GENERAL | EP_F_PCE | 10FT-208,MFOLD SYSTEM,KOLS1 RIF | 31 | YES
NG.GBU.KOLS1.MA | NG.GBU.KOLS1.MA.10PT-207 | 24 | 7 | 00002 | A |  | 10PT-207,MFOLD SYSTEM,KOLS1 RIF | 31 | NG01 | GBRG1 |  | PCH |  | A |  | NG01 |  |  |  |  | O.NG.PAE.GBA.FAC |  |  |  |  | NG01 | GBU | GBUINST | NG01 |  | TXPR |  |  |  | 10PT-207,MFOLD SYSTEM,KOLS1 RIF | [8 empty] | EMERSON |  | TYPE 511 |  |  |  | 8557285 |  | EP_F_GENERAL | EP_F_PCE | 10PT-207,MFOLD SYSTEM,KOLS1 RIF | 31 | YES
NG.GBU.KOLS1.MA | NG.GBU.KOLS1.MA.10TT-207 | 24 | 7 | 00002 | A |  | 10TT-207,MFOLD SYSTEM,KOLS1 RIF | 31 | NG01 | GBRG1 |  | PCH |  | A |  | NG01 |  |  |  |  | O.NG.PAE.GBA.FAC |  |  |  |  | NG01 | GBU | GBUINST | NG01 |  | TXTE |  |  |  | 10TT-207,MFOLD SYSTEM,KOLS1 RIF | [8 empty] | EMERSON |  | 644 |  |  |  | G/57355/4/4 |  | EP_F_GENERAL | EP_F_PCE | 10TT-207,MFOLD SYSTEM,KOLS1 RIF | 31 | YES
NG.GBU.KOLS1.MA | NG.GBU.KOLS1.MA.10TE-207 | 24 | 7 | 00002 | A |  | 10TE-207,MFOLD SYSTEM,KOLS1 RIF | 31 | NG01 | GBRG1 |  | PCH |  | A |  | NG01 |  |  |  |  | O.NG.PAE.GBA.FAC |  |  |  |  | NG01 | GBU | GBUINST | NG01 |  | TXRE |  |  |  | 10TE-207,MFOLD SYSTEM,KOLS1 RIF | [8 empty] | EMERSON | [7 empty] | EP_F_GENERAL | EP_F_PCE | 10TE-207,MFOLD SYSTEM,KOLS1 RIF | 31 | YES
NG.GBU.GBRS1.MA | NG.GBU.GBRS1.MA.10FT-116 | 24 | 7 | 00002 | A |  | 10FT-116,MFOLD SYSTEM,GBARAN RIF | 32 | NG01 | GBRG1 |  | PCH |  | A |  | NG01 |  |  |  |  | O.NG.PAE.GBA.FAC |  |  |  |  | NG01 | GBU | GBUINST | NG01 |  | TXMF |  |  |  | 10FT-116,MFOLD SYSTEM,GBARAN RIF | [8 empty] | EMERSON | [7 empty] | EP_F_GENERAL | EP_F_PCE | 10FT-116,MFOLD SYSTEM,GBARAN RIF | 32 | YES
NG.GBU.GBRS1.MA | NG.GBU.GBRS1.MA.10FE-116 | 24 | 7 | 00002 | A |  | 10FE-116,MFOLD SYSTEM,GBARAN RIF | 32 | NG01 | GBRG1 |  | PCH |  | A |  | NG01 |  |  |  |  | O.NG.PAE.GBA.FAC |  |  |  |  | NG01 | GBU | GBUINST | NG01 |  | LOIN |  |  |  | 10FE-116,MFOLD SYSTEM,GBARAN RIF | [8 empty] | ABB | [7 empty] | EP_F_GENERAL | EP_F_PCE | 10FE-116,MFOLD SYSTEM,GBARAN RIF | 32 | YES
NG.GBU.GBRS1.MA | NG.GBU.GBRS1.MA.10FT-117 | 24 | 7 | 00002 | A |  | 10FT-117,MFOLD SYSTEM,GBARAN RIF | 32 | NG01 | GBRG1 |  | PCH |  | A |  | NG01 |  |  |  |  | O.NG.PAE.GBA.FAC |  |  |  |  | NG01 | GBU | GBUINST | NG01 |  | TXMF |  |  |  | 10FT-117,MFOLD SYSTEM,GBARAN RIF | [8 empty] | EMERSON | [7 empty] | EP_F_GENERAL | EP_F_PCE | 10FT-117,MFOLD SYSTEM,GBARAN RIF | 32 | YES
NG.GBU.GBRS1.MA | NG.GBU.GBRS1.MA.10PT-116 | 24 | 7 | 00002 | A |  | 10PT-116,MFOLD SYSTEM,GBARAN RIF | 32 | NG01 | GBRG1 |  | PCH |  | A |  | NG01 |  |  |  |  | O.NG.PAE.GBA.FAC |  |  |  |  | NG01 | GBU | GBUINST | NG01 |  | TXPR |  |  |  | 10PT-116,MFOLD SYSTEM,GBARAN RIF | [8 empty] | EMERSON | [7 empty] | EP_F_GENERAL | EP_F_PCE | 10PT-116,MFOLD SYSTEM,GBARAN RIF | 32 | YES
NG.GBU.GBRS1.MA | NG.GBU.GBRS1.MA.10TT-116 | 24 | 7 | 00002 | A |  | 10TT-116,MFOLD SYSTEM,GBARAN RIF | 32 | NG01 | GBRG1 |  | PCH |  | A |  | NG01 |  |  |  |  | O.NG.PAE.GBA.FAC |  |  |  |  | NG01 | GBU | GBUINST | NG01 |  | TXTE |  |  |  | 10TT-116,MFOLD SYSTEM,GBARAN RIF | [8 empty] | EMERSON | [7 empty] | EP_F_GENERAL | EP_F_PCE | 10TT-116,MFOLD SYSTEM,GBARAN RIF | 32 | YES
NG.GBU.GBRS1.MA | NG.GBU.GBRS1.MA.10TE-116 | 24 | 7 | 00002 | A |  | 10TE-116,MFOLD SYSTEM,GBARAN RIF | 32 | NG01 | GBRG1 |  | PCH |  | A |  | NG01 |  |  |  |  | O.NG.PAE.GBA.FAC |  |  |  |  | NG01 | GBU | GBUINST | NG01 |  | TXRE |  |  |  | 10TE-116,MFOLD SYSTEM,GBARAN RIF | [8 empty] | EMERSON | [7 empty] | EP_F_GENERAL | EP_F_PCE | 10TE-116,MFOLD SYSTEM,GBARAN RIF | 32 | YES
NG.GBU.GBRS1.MA | NG.GBU.GBRS1.MA.10FT-216 | 24 | 7 | 00002 | A |  | 10FT-216,MFOLD SYSTEM,GBARAN RIF | 32 | NG01 | GBRG1 |  | PCH |  | A |  | NG01 |  |  |  |  | O.NG.PAE.GBA.FAC |  |  |  |  | NG01 | GBU | GBUINST | NG01 |  | TXMF |  |  |  | 10FT-216,MFOLD SYSTEM,GBARAN RIF | [8 empty] | EMERSON | [7 empty] | EP_F_GENERAL | EP_F_PCE | 10FT-216,MFOLD SYSTEM,GBARAN RIF | 32 | YES
NG.GBU.GBRS1.MA | NG.GBU.GBRS1.MA.10FE-216 | 24 | 7 | 00002 | A |  | 10FE-216,MFOLD SYSTEM,GBARAN RIF | 32 | NG01 | GBRG1 |  | PCH |  | A |  | NG01 |  |  |  |  | O.NG.PAE.GBA.FAC |  |  |  |  | NG01 | GBU | GBUINST | NG01 |  | LOIN |  |  |  | 10FE-216,MFOLD SYSTEM,GBARAN RIF | [8 empty] | ABB | [7 empty] | EP_F_GENERAL | EP_F_PCE | 10FE-216,MFOLD SYSTEM,GBARAN RIF | 32 | YES
NG.GBU.GBRS1.MA | NG.GBU.GBRS1.MA.10FT-217 | 24 | 7 | 00002 | A |  | 10FT-217,MFOLD SYSTEM,GBARAN RIF | 32 | NG01 | GBRG1 |  | PCH |  | A |  | NG01 |  |  |  |  | O.NG.PAE.GBA.FAC |  |  |  |  | NG01 | GBU | GBUINST | NG01 |  | TXMF |  |  |  | 10FT-217,MFOLD SYSTEM,GBARAN RIF | [8 empty] | EMERSON | [7 empty] | EP_F_GENERAL | EP_F_PCE | 10FT-217,MFOLD SYSTEM,GBARAN RIF | 32 | YES
NG.GBU.GBRS1.MA | NG.GBU.GBRS1.MA.10PT-216 | 24 | 7 | 00002 | A |  | 10PT-216,MFOLD SYSTEM,GBARAN RIF | 32 | NG01 | GBRG1 |  | PCH |  | A |  | NG01 |  |  |  |  | O.NG.PAE.GBA.FAC |  |  |  |  | NG01 | GBU | GBUINST | NG01 |  | TXPR |  |  |  | 10PT-216,MFOLD SYSTEM,GBARAN RIF | [8 empty] | EMERSON | [7 empty] | EP_F_GENERAL | EP_F_PCE | 10PT-216,MFOLD SYSTEM,GBARAN RIF | 32 | YES
NG.GBU.GBRS1.MA | NG.GBU.GBRS1.MA.10TT-216 | 24 | 7 | 00002 | A |  | 10TT-216,MFOLD SYSTEM,GBARAN RIF | 32 | NG01 | GBRG1 |  | PCH |  | A |  | NG01 |  |  |  |  | O.NG.PAE.GBA.FAC |  |  |  |  | NG01 | GBU | GBUINST | NG01 |  | TXTE |  |  |  | 10TT-216,MFOLD SYSTEM,GBARAN RIF | [8 empty] | EMERSON | [7 empty] | EP_F_GENERAL | EP_F_PCE | 10TT-216,MFOLD SYSTEM,GBARAN RIF | 32 | YES
NG.GBU.GBRS1.MA | NG.GBU.GBRS1.MA.10TE-216 | 24 | 7 | 00002 | A |  | 10TE-216,MFOLD SYSTEM,GBARAN RIF | 32 | NG01 | GBRG1 |  | PCH |  | A |  | NG01 |  |  |  |  | O.NG.PAE.GBA.FAC |  |  |  |  | NG01 | GBU | GBUINST | NG01 |  | TXRE |  |  |  | 10TE-216,MFOLD SYSTEM,GBARAN RIF | [8 empty] | EMERSON | [7 empty] | EP_F_GENERAL | EP_F_PCE | 10TE-216,MFOLD SYSTEM,GBARAN RIF | 32 | YES
NG.GBU.GBRS1.MA | NG.GBU.GBRS1.MA.10FT-316 | 24 | 7 | 00002 | A |  | 10FT-316,MFOLD SYSTEM,GBARAN RIF | 32 | NG01 | GBRG1 |  | PCH |  | A |  | NG01 |  |  |  |  | O.NG.PAE.GBA.FAC |  |  |  |  | NG01 | GBU | GBUINST | NG01 |  | TXMF |  |  |  | 10FT-316,MFOLD SYSTEM,GBARAN RIF | [8 empty] | EMERSON | [7 empty] | EP_F_GENERAL | EP_F_PCE | 10FT-316,MFOLD SYSTEM,GBARAN RIF | 32 | YES
NG.GBU.GBRS1.MA | NG.GBU.GBRS1.MA.10FE-316 | 24 | 7 | 00002 | A |  | 10FE-316,MFOLD SYSTEM,GBARAN RIF | 32 | NG01 | GBRG1 |  | PCH |  | A |  | NG01 |  |  |  |  | O.NG.PAE.GBA.FAC |  |  |  |  | NG01 | GBU | GBUINST | NG01 |  | LOIN |  |  |  | 10FE-316,MFOLD SYSTEM,GBARAN RIF | [8 empty] | ABB | [7 empty] | EP_F_GENERAL | EP_F_PCE | 10FE-316,MFOLD SYSTEM,GBARAN RIF | 32 | YES
NG.GBU.GBRS1.MA | NG.GBU.GBRS1.MA.10FT-317 | 24 | 7 | 00002 | A |  | 10FT-317,MFOLD SYSTEM,GBARAN RIF | 32 | NG01 | GBRG1 |  | PCH |  | A |  | NG01 |  |  |  |  | O.NG.PAE.GBA.FAC |  |  |  |  | NG01 | GBU | GBUINST | NG01 |  | TXMF |  |  |  | 10FT-317,MFOLD SYSTEM,GBARAN RIF | [8 empty] | EMERSON | [7 empty] | EP_F_GENERAL | EP_F_PCE | 10FT-317,MFOLD SYSTEM,GBARAN RIF | 32 | YES
NG.GBU.GBRS1.MA | NG.GBU.GBRS1.MA.10PT-316 | 24 | 7 | 00002 | A |  | 10PT-316,MFOLD SYSTEM,GBARAN RIF | 32 | NG01 | GBRG1 |  | PCH |  | A |  | NG01 |  |  |  |  | O.NG.PAE.GBA.FAC |  |  |  |  | NG01 | GBU | GBUINST | NG01 |  | TXPR |  |  |  | 10PT-316,MFOLD SYSTEM,GBARAN RIF | [8 empty] | EMERSON | [7 empty] | EP_F_GENERAL | EP_F_PCE | 10PT-316,MFOLD SYSTEM,GBARAN RIF | 32 | YES
NG.GBU.GBRS1.MA | NG.GBU.GBRS1.MA.10TT-316 | 24 | 7 | 00002 | A |  | 10TT-316,MFOLD SYSTEM,GBARAN RIF | 32 | NG01 | GBRG1 |  | PCH |  | A |  | NG01 |  |  |  |  | O.NG.PAE.GBA.FAC |  |  |  |  | NG01 | GBU | GBUINST | NG01 |  | TXTE |  |  |  | 10TT-316,MFOLD SYSTEM,GBARAN RIF | [8 empty] | EMERSON | [7 empty] | EP_F_GENERAL | EP_F_PCE | 10TT-316,MFOLD SYSTEM,GBARAN RIF | 32 | YES
NG.GBU.GBRS1.MA | NG.GBU.GBRS1.MA.10TE-316 | 24 | 7 | 00002 | A |  | 10TE-316,MFOLD SYSTEM,GBARAN RIF | 32 | NG01 | GBRG1 |  | PCH |  | A |  | NG01 |  |  |  |  | O.NG.PAE.GBA.FAC |  |  |  |  | NG01 | GBU | GBUINST | NG01 |  | TXRE |  |  |  | 10TE-316,MFOLD SYSTEM,GBARAN RIF | [8 empty] | EMERSON | [7 empty] | EP_F_GENERAL | EP_F_PCE | 10TE-316,MFOLD SYSTEM,GBARAN RIF | 32 | YES
NG.GBU.GBRS1.MA | NG.GBU.GBRS1.MA.10FT-416 |  | 7 | 00002 | A |  | 10FT-416,MFOLD SYSTEM,GBARAN RIF | 32 | NG01 | GBRG1 |  | PCH |  | A |  | NG01 |  |  |  |  | O.NG.PAE.GBA.FAC |  |  |  |  | NG01 | GBU | GBUINST | NG01 |  | TXMF |  |  |  | 10FT-416,MFOLD SYSTEM,GBARAN RIF | [8 empty] | EMERSON | [7 empty] | EP_F_GENERAL | EP_F_PCE | 10FT-416,MFOLD SYSTEM,GBARAN RIF | 32 | YES
NG.GBU.GBRS1.MA | NG.GBU.GBRS1.MA.10FE-416 | 24 | 7 | 00002 | A |  | 10FE-416,MFOLD SYSTEM,GBARAN RIF | 32 | NG01 | GBRG1 |  | PCH |  | A |  | NG01 |  |  |  |  | O.NG.PAE.GBA.FAC |  |  |  |  | NG01 | GBU | GBUINST | NG01 |  | LOIN |  |  |  | 10FE-416,MFOLD SYSTEM,GBARAN RIF | [8 empty] | ABB | [7 empty] | EP_F_GENERAL | EP_F_PCE | 10FE-416,MFOLD SYSTEM,GBARAN RIF | 32 | YES
NG.GBU.GBRS1.MA | NG.GBU.GBRS1.MA.10FT-417 | 24 | 7 | 00002 | A |  | 10FT-417,MFOLD SYSTEM,GBARAN RIF | 32 | NG01 | GBRG1 |  | PCH |  | A |  | NG01 |  |  |  |  | O.NG.PAE.GBA.FAC |  |  |  |  | NG01 | GBU | GBUINST | NG01 |  | TXMF |  |  |  | 10FT-417,MFOLD SYSTEM,GBARAN RIF | [8 empty] | EMERSON | [7 empty] | EP_F_GENERAL | EP_F_PCE | 10FT-417,MFOLD SYSTEM,GBARAN RIF | 32 | YES
NG.GBU.GBRS1.MA | NG.GBU.GBRS1.MA.10PT-416 | 24 | 7 | 00002 | A |  | 10PT-416,MFOLD SYSTEM,GBARAN RIF | 32 | NG01 | GBRG1 |  | PCH |  | A |  | NG01 |  |  |  |  | O.NG.PAE.GBA.FAC |  |  |  |  | NG01 | GBU | GBUINST | NG01 |  | TXPR |  |  |  | 10PT-416,MFOLD SYSTEM,GBARAN RIF | [8 empty] | EMERSON | [7 empty] | EP_F_GENERAL | EP_F_PCE | 10PT-416,MFOLD SYSTEM,GBARAN RIF | 32 | YES
NG.GBU.GBRS1.MA | NG.GBU.GBRS1.MA.10TT-416 | 24 | 7 | 00002 | A |  | 10TT-416,MFOLD SYSTEM,GBARAN RIF | 32 | NG01 | GBRG1 |  | PCH |  | A |  | NG01 |  |  |  |  | O.NG.PAE.GBA.FAC |  |  |  |  | NG01 | GBU | GBUINST | NG01 |  | TXTE |  |  |  | 10TT-416,MFOLD SYSTEM,GBARAN RIF | [8 empty] | EMERSON | [7 empty] | EP_F_GENERAL | EP_F_PCE | 10TT-416,MFOLD SYSTEM,GBARAN RIF | 32 | YES
NG.GBU.GBRS1.MA | NG.GBU.GBRS1.MA.10TE-416 | 24 | 7 | 00002 | A |  | 10TE-416,MFOLD SYSTEM,GBARAN RIF | 32 | NG01 | GBRG1 |  | PCH |  | A |  | NG01 |  |  |  |  | O.NG.PAE.GBA.FAC |  |  |  |  | NG01 | GBU | GBUINST | NG01 |  | TXRE |  |  |  | 10TE-416,MFOLD SYSTEM,GBARAN RIF | [8 empty] | EMERSON | [7 empty] | EP_F_GENERAL | EP_F_PCE | 10TE-416,MFOLD SYSTEM,GBARAN RIF | 32 | YES
NG.GBU.GBRS1.MA | NG.GBU.GBRS1.MA.10FT-518 | 24 | 7 | 00002 | A |  | 10FT-518,MFOLD SYSTEM,GBARAN RIF | 32 | NG01 | GBRG1 |  | PCH |  | A |  | NG01 |  |  |  |  | O.NG.PAE.GBA.FAC |  |  |  |  | NG01 | GBU | GBUINST | NG01 |  | TXMF |  |  |  | 10FT-518,MFOLD SYSTEM,GBARAN RIF | [8 empty] | EMERSON |  | 300S1KFD01IAM5 |  |  |  | 9745013 |  | EP_F_GENERAL | EP_F_PCE | 10FT-518,MFOLD SYSTEM,GBARAN RIF | 32 | YES
NG.GBU.GBRS1.MA | NG.GBU.GBRS1.MA.10FE-518 | 24 | 7 | 00002 | A |  | 10FE-518,MFOLD SYSTEM,GBARAN RIF | 32 | NG01 | GBRG1 |  | PCH |  | A |  | NG01 |  |  |  |  | O.NG.PAE.GBA.FAC |  |  |  |  | NG01 | GBU | GBUINST | NG01 |  | LOIN |  |  |  | 10FE-518,MFOLD SYSTEM,GBARAN RIF | [8 empty] | ABB | [7 empty] | EP_F_GENERAL | EP_F_PCE | 10FE-518,MFOLD SYSTEM,GBARAN RIF | 32 | YES
NG.GBU.GBRS1.MA | NG.GBU.GBRS1.MA.10FT-519 | 24 | 7 | 00002 | A |  | 10FT-519,MFOLD SYSTEM,GBARAN RIF | 32 | NG01 | GBRG1 |  | PCH |  | A |  | NG01 |  |  |  |  | O.NG.PAE.GBA.FAC |  |  |  |  | NG01 | GBU | GBUINST | NG01 |  | TXMF |  |  |  | 10FT-519,MFOLD SYSTEM,GBARAN RIF | [8 empty] | EMERSON | [7 empty] | EP_F_GENERAL | EP_F_PCE | 10FT-519,MFOLD SYSTEM,GBARAN RIF | 32 | YES
NG.GBU.GBRS1.MA | NG.GBU.GBRS1.MA.10PT-518 | 24 | 7 | 00002 | A |  | 10PT-518,MFOLD SYSTEM,GBARAN RIF | 32 | NG01 | GBRG1 |  | PCH |  | A |  | NG01 |  |  |  |  | O.NG.PAE.GBA.FAC |  |  |  |  | NG01 | GBU | GBUINST | NG01 |  | TXPR |  |  |  | 10PT-518,MFOLD SYSTEM,GBARAN RIF | [8 empty] | EMERSON | [7 empty] | EP_F_GENERAL | EP_F_PCE | 10PT-518,MFOLD SYSTEM,GBARAN RIF | 32 | YES
NG.GBU.GBRS1.MA | NG.GBU.GBRS1.MA.10TT-518 | 24 | 7 | 00002 | A |  | 10TT-518,MFOLD SYSTEM,GBARAN RIF | 32 | NG01 | GBRG1 |  | PCH |  | A |  | NG01 |  |  |  |  | O.NG.PAE.GBA.FAC |  |  |  |  | NG01 | GBU | GBUINST | NG01 |  | TXTE |  |  |  | 10TT-518,MFOLD SYSTEM,GBARAN RIF | [8 empty] | EMERSON | [7 empty] | EP_F_GENERAL | EP_F_PCE | 10TT-518,MFOLD SYSTEM,GBARAN RIF | 32 | YES
NG.GBU.GBRS1.MA | NG.GBU.GBRS1.MA.10TE-518 | 24 | 7 | 00002 | A |  | 10TE-518,MFOLD SYSTEM,GBARAN RIF | 32 | NG01 | GBRG1 |  | PCH |  | A |  | NG01 |  |  |  |  | O.NG.PAE.GBA.FAC |  |  |  |  | NG01 | GBU | GBUINST | NG01 |  | TXRE |  |  |  | 10TE-518,MFOLD SYSTEM,GBARAN RIF | [8 empty] | EMERSON | [7 empty] | EP_F_GENERAL | EP_F_PCE | 10TE-518,MFOLD SYSTEM,GBARAN RIF | 32 | YES
NG.GBU.GBRS1.MA | NG.GBU.GBRS1.MA.10FT-618 | 24 | 7 | 00002 | A |  | 10FT-618,MFOLD SYSTEM,GBARAN RIF | 32 | NG01 | GBRG1 |  | PCH |  | A |  | NG01 |  |  |  |  | O.NG.PAE.GBA.FAC |  |  |  |  | NG01 | GBU | GBUINST | NG01 |  | TXMF |  |  |  | 10FT-618,MFOLD SYSTEM,GBARAN RIF | [8 empty] | EMERSON | [7 empty] | EP_F_GENERAL | EP_F_PCE | 10FT-618,MFOLD SYSTEM,GBARAN RIF | 32 | YES
NG.GBU.GBRS1.MA | NG.GBU.GBRS1.MA.10FE-618 | 24 | 7 | 00002 | A |  | 10FE-618,MFOLD SYSTEM,GBARAN RIF | 32 | NG01 | GBRG1 |  | PCH |  | A |  | NG01 |  |  |  |  | O.NG.PAE.GBA.FAC |  |  |  |  | NG01 | GBU | GBUINST | NG01 |  | LOIN |  |  |  | 10FE-618,MFOLD SYSTEM,GBARAN RIF | [8 empty] | ABB | [7 empty] | EP_F_GENERAL | EP_F_PCE | 10FE-618,MFOLD SYSTEM,GBARAN RIF | 32 | YES
NG.GBU.GBRS1.MA | NG.GBU.GBRS1.MA.10FT-619 | 24 | 7 | 00002 | A |  | 10FT-619,MFOLD SYSTEM,GBARAN RIF | 32 | NG01 | GBRG1 |  | PCH |  | A |  | NG01 |  |  |  |  | O.NG.PAE.GBA.FAC |  |  |  |  | NG01 | GBU | GBUINST | NG01 |  | TXMF |  |  |  | 10FT-619,MFOLD SYSTEM,GBARAN RIF | [8 empty] | EMERSON | [7 empty] | EP_F_GENERAL | EP_F_PCE | 10FT-619,MFOLD SYSTEM,GBARAN RIF | 32 | YES
NG.GBU.GBRS1.MA | NG.GBU.GBRS1.MA.10PT-618 | 24 | 7 | 00002 | A |  | 10PT-618,MFOLD SYSTEM,GBARAN RIF | 32 | NG01 | GBRG1 |  | PCH |  | A |  | NG01 |  |  |  |  | O.NG.PAE.GBA.FAC |  |  |  |  | NG01 | GBU | GBUINST | NG01 |  | TXPR |  |  |  | 10PT-618,MFOLD SYSTEM,GBARAN RIF | [8 empty] | EMERSON | [7 empty] | EP_F_GENERAL | EP_F_PCE | 10PT-618,MFOLD SYSTEM,GBARAN RIF | 32 | YES
NG.GBU.GBRS1.MA | NG.GBU.GBRS1.MA.10TT-618 | 24 | 7 | 00002 | A |  | 10TT-618,MFOLD SYSTEM,GBARAN RIF | 32 | NG01 | GBRG1 |  | PCH |  | A |  | NG01 |  |  |  |  | O.NG.PAE.GBA.FAC |  |  |  |  | NG01 | GBU | GBUINST | NG01 |  | TXTE |  |  |  | 10TT-618,MFOLD SYSTEM,GBARAN RIF | [8 empty] | EMERSON | [7 empty] | EP_F_GENERAL | EP_F_PCE | 10TT-618,MFOLD SYSTEM,GBARAN RIF | 32 | YES
NG.GBU.GBRS1.MA | NG.GBU.GBRS1.MA.10TE-618 | 24 | 7 | 00002 | A |  | 10TE-618,MFOLD SYSTEM,GBARAN RIF | 32 | NG01 | GBRG1 |  | PCH |  | A |  | NG01 |  |  |  |  | O.NG.PAE.GBA.FAC |  |  |  |  | NG01 | GBU | GBUINST | NG01 |  | TXRE |  |  |  | 10TE-618,MFOLD SYSTEM,GBARAN RIF | [8 empty] | EMERSON | [7 empty] | EP_F_GENERAL | EP_F_PCE | 10TE-618,MFOLD SYSTEM,GBARAN RIF | 32 | YES
NG.GBU.KRMS1.MA | NG.GBU.KRMS1.MA.10FT-107 | 24 | 7 | 00002 | A |  | 10FT-107,MFOLD SYSTEM,KOROAMA RIF | 33 | NG01 | GBRG1 |  | PCH |  | A |  | NG01 |  |  |  |  | O.NG.PAE.GBA.FAC |  |  |  |  | NG01 | GBU | GBUINST | NG01 |  | TXMF |  |  |  | 10FT-107,MFOLD SYSTEM,KOROAMA RIF | [8 empty] | EMERSON | [7 empty] | EP_F_GENERAL | EP_F_PCE | 10FT-107,MFOLD SYSTEM,KOROAMA RIF | 33 | YES
NG.GBU.KRMS1.MA | NG.GBU.KRMS1.MA.10FE-107 | 24 | 7 | 00002 | A |  | 10FE-107,MFOLD SYSTEM,KOROAMA RIF | 33 | NG01 | GBRG1 |  | PCH |  | A |  | NG01 |  |  |  |  | O.NG.PAE.GBA.FAC |  |  |  |  | NG01 | GBU | GBUINST | NG01 |  | LOIN |  |  |  | 10FE-107,MFOLD SYSTEM,KOROAMA RIF | [8 empty] | ABB | [7 empty] | EP_F_GENERAL | EP_F_PCE | 10FE-107,MFOLD SYSTEM,KOROAMA RIF | 33 | YES
NG.GBU.KRMS1.MA | NG.GBU.KRMS1.MA.10FT-108 | 24 | 7 | 00002 | A |  | 10FT-108,MFOLD SYSTEM,KOROAMA RIF | 33 | NG01 | GBRG1 |  | PCH |  | A |  | NG01 |  |  |  |  | O.NG.PAE.GBA.FAC |  |  |  |  | NG01 | GBU | GBUINST | NG01 |  | TXMF |  |  |  | 10FT-108,MFOLD SYSTEM,KOROAMA RIF | [8 empty] | EMERSON | [7 empty] | EP_F_GENERAL | EP_F_PCE | 10FT-108,MFOLD SYSTEM,KOROAMA RIF | 33 | YES
NG.GBU.KRMS1.MA | NG.GBU.KRMS1.MA.10PT-107 | 24 | 7 | 00002 | A |  | 10PT-107,MFOLD SYSTEM,KOROAMA RIF | 33 | NG01 | GBRG1 |  | PCH |  | A |  | NG01 |  |  |  |  | O.NG.PAE.GBA.FAC |  |  |  |  | NG01 | GBU | GBUINST | NG01 |  | TXPR |  |  |  | 10PT-107,MFOLD SYSTEM,KOROAMA RIF | [8 empty] | EMERSON | [7 empty] | EP_F_GENERAL | EP_F_PCE | 10PT-107,MFOLD SYSTEM,KOROAMA RIF | 33 | YES
NG.GBU.KRMS1.MA | NG.GBU.KRMS1.MA.10TT-107 | 24 | 7 | 00002 | A |  | 10TT-107,MFOLD SYSTEM,KOROAMA RIF | 33 | NG01 | GBRG1 |  | PCH |  | A |  | NG01 |  |  |  |  | O.NG.PAE.GBA.FAC |  |  |  |  | NG01 | GBU | GBUINST | NG01 |  | TXTE |  |  |  | 10TT-107,MFOLD SYSTEM,KOROAMA RIF | [8 empty] | EMERSON | [7 empty] | EP_F_GENERAL | EP_F_PCE | 10TT-107,MFOLD SYSTEM,KOROAMA RIF | 33 | YES
NG.GBU.KRMS1.MA | NG.GBU.KRMS1.MA.10TE-107 | 24 | 7 | 00002 | A |  | 10TE-107,MFOLD SYSTEM,KOROAMA RIF | 33 | NG01 | GBRG1 |  | PCH |  | A |  | NG01 |  |  |  |  | O.NG.PAE.GBA.FAC |  |  |  |  | NG01 | GBU | GBUINST | NG01 |  | TXRE |  |  |  | 10TE-107,MFOLD SYSTEM,KOROAMA RIF | [8 empty] | EMERSON | [7 empty] | EP_F_GENERAL | EP_F_PCE | 10TE-107,MFOLD SYSTEM,KOROAMA RIF | 33 | YES
NG.GBU.KRMS1.MA | NG.GBU.KRMS1.MA.10FT-207 | 24 | 7 | 00002 | A |  | 10FT-207,MFOLD SYSTEM,KOROAMA RIF | 33 | NG01 | GBRG1 |  | PCH |  | A |  | NG01 |  |  |  |  | O.NG.PAE.GBA.FAC |  |  |  |  | NG01 | GBU | GBUINST | NG01 |  | TXMF |  |  |  | 10FT-207,MFOLD SYSTEM,KOROAMA RIF | [8 empty] | EMERSON | [7 empty] | EP_F_GENERAL | EP_F_PCE | 10FT-207,MFOLD SYSTEM,KOROAMA RIF | 33 | YES
NG.GBU.KRMS1.MA | NG.GBU.KRMS1.MA.10FE-207 | 24 | 7 | 00002 | A |  | 10FE-207,MFOLD SYSTEM,KOROAMA RIF | 33 | NG01 | GBRG1 |  | PCH |  | A |  | NG01 |  |  |  |  | O.NG.PAE.GBA.FAC |  |  |  |  | NG01 | GBU | GBUINST | NG01 |  | LOIN |  |  |  | 10FE-207,MFOLD SYSTEM,KOROAMA RIF | [8 empty] | ABB | [7 empty] | EP_F_GENERAL | EP_F_PCE | 10FE-207,MFOLD SYSTEM,KOROAMA RIF | 33 | YES
NG.GBU.KRMS1.MA | NG.GBU.KRMS1.MA.10FT-208 | 24 | 7 | 00002 | A |  | 10FT-208,MFOLD SYSTEM,KOROAMA RIF | 33 | NG01 | GBRG1 |  | PCH |  | A |  | NG01 |  |  |  |  | O.NG.PAE.GBA.FAC |  |  |  |  | NG01 | GBU | GBUINST | NG01 |  | TXMF |  |  |  | 10FT-208,MFOLD SYSTEM,KOROAMA RIF | [8 empty] | EMERSON | [7 empty] | EP_F_GENERAL | EP_F_PCE | 10FT-208,MFOLD SYSTEM,KOROAMA RIF | 33 | YES
NG.GBU.KRMS1.MA | NG.GBU.KRMS1.MA.10PT-207 | 24 | 7 | 00002 | A |  | 10PT-207,MFOLD SYSTEM,KOROAMA RIF | 33 | NG01 | GBRG1 |  | PCH |  | A |  | NG01 |  |  |  |  | O.NG.PAE.GBA.FAC |  |  |  |  | NG01 | GBU | GBUINST | NG01 |  | TXPR |  |  |  | 10PT-207,MFOLD SYSTEM,KOROAMA RIF | [8 empty] | EMERSON | [7 empty] | EP_F_GENERAL | EP_F_PCE | 10PT-207,MFOLD SYSTEM,KOROAMA RIF | 33 | YES
NG.GBU.KRMS1.MA | NG.GBU.KRMS1.MA.10TT-207 | 24 | 7 | 00002 | A |  | 10TT-207,MFOLD SYSTEM,KOROAMA RIF | 33 | NG01 | GBRG1 |  | PCH |  | A |  | NG01 |  |  |  |  | O.NG.PAE.GBA.FAC |  |  |  |  | NG01 | GBU | GBUINST | NG01 |  | TXTE |  |  |  | 10TT-207,MFOLD SYSTEM,KOROAMA RIF | [8 empty] | EMERSON | [7 empty] | EP_F_GENERAL | EP_F_PCE | 10TT-207,MFOLD SYSTEM,KOROAMA RIF | 33 | YES
NG.GBU.KRMS1.MA | NG.GBU.KRMS1.MA.10TE-207 | 24 | 7 | 00002 | A |  | 10TE-207,MFOLD SYSTEM,KOROAMA RIF | 33 | NG01 | GBRG1 |  | PCH |  | A |  | NG01 |  |  |  |  | O.NG.PAE.GBA.FAC |  |  |  |  | NG01 | GBU | GBUINST | NG01 |  | TXRE |  |  |  | 10TE-207,MFOLD SYSTEM,KOROAMA RIF | [8 empty] | EMERSON | [7 empty] | EP_F_GENERAL | EP_F_PCE | 10TE-207,MFOLD SYSTEM,KOROAMA RIF | 33 | YES
[52 empty] | EP_F_GENERAL | EP_F_PCE
NG.GBU.KRMS1.MA | NG.GBU.KRMS1.MA.10FT-307 | 24 | 7 | 00002 | A |  | 10FT-307,MFOLD SYSTEM,KOROAMA RIF | 33 | NG01 | GBRG1 |  | PCH |  | A |  | NG01 |  |  |  |  | O.NG.PAE.GBA.FAC |  |  |  |  | NG01 | GBU | GBUINST | NG01 |  | TXMF |  |  |  | 10FT-307,MFOLD SYSTEM,KOROAMA RIF | [8 empty] | EMERSON | [7 empty] | EP_F_GENERAL | EP_F_PCE | 10FT-307,MFOLD SYSTEM,KOROAMA RIF | 33 | YES
NG.GBU.KRMS1.MA | NG.GBU.KRMS1.MA.10FE-307 | 24 | 7 | 00002 | A |  | 10FE-307,MFOLD SYSTEM,KOROAMA RIF | 33 | NG01 | GBRG1 |  | PCH |  | A |  | NG01 |  |  |  |  | O.NG.PAE.GBA.FAC |  |  |  |  | NG01 | GBU | GBUINST | NG01 |  | LOIN |  |  |  | 10FE-307,MFOLD SYSTEM,KOROAMA RIF | [8 empty] | ABB | [7 empty] | EP_F_GENERAL | EP_F_PCE | 10FE-307,MFOLD SYSTEM,KOROAMA RIF | 33 | YES
NG.GBU.KRMS1.MA | NG.GBU.KRMS1.MA.10FT-308 | 24 | 7 | 00002 | A |  | 10FT-308,MFOLD SYSTEM,KOROAMA RIF | 33 | NG01 | GBRG1 |  | PCH |  | A |  | NG01 |  |  |  |  | O.NG.PAE.GBA.FAC |  |  |  |  | NG01 | GBU | GBUINST | NG01 |  | TXMF |  |  |  | 10FT-308,MFOLD SYSTEM,KOROAMA RIF | [8 empty] | EMERSON | [7 empty] | EP_F_GENERAL | EP_F_PCE | 10FT-308,MFOLD SYSTEM,KOROAMA RIF | 33 | YES
NG.GBU.KRMS1.MA | NG.GBU.KRMS1.MA.10PT-307 | 24 | 7 | 00002 | A |  | 10PT-307,MFOLD SYSTEM,KOROAMA RIF | 33 | NG01 | GBRG1 |  | PCH |  | A |  | NG01 |  |  |  |  | O.NG.PAE.GBA.FAC |  |  |  |  | NG01 | GBU | GBUINST | NG01 |  | TXPR |  |  |  | 10PT-307,MFOLD SYSTEM,KOROAMA RIF | [8 empty] | EMERSON | [7 empty] | EP_F_GENERAL | EP_F_PCE | 10PT-307,MFOLD SYSTEM,KOROAMA RIF | 33 | YES
NG.GBU.KRMS1.MA | NG.GBU.KRMS1.MA.10TT-307 | 24 | 7 | 00002 | A |  | 10TT-307,MFOLD SYSTEM,KOROAMA RIF | 33 | NG01 | GBRG1 |  | PCH |  | A |  | NG01 |  |  |  |  | O.NG.PAE.GBA.FAC |  |  |  |  | NG01 | GBU | GBUINST | NG01 |  | TXTE |  |  |  | 10TT-307,MFOLD SYSTEM,KOROAMA RIF | [8 empty] | EMERSON | [7 empty] | EP_F_GENERAL | EP_F_PCE | 10TT-307,MFOLD SYSTEM,KOROAMA RIF | 33 | YES
NG.GBU.KRMS1.MA | NG.GBU.KRMS1.MA.10TE-307 | 24 | 7 | 00002 | A |  | 10TE-307,MFOLD SYSTEM,KOROAMA RIF | 33 | NG01 | GBRG1 |  | PCH |  | A |  | NG01 |  |  |  |  | O.NG.PAE.GBA.FAC |  |  |  |  | NG01 | GBU | GBUINST | NG01 |  | TXRE |  |  |  | 10TE-307,MFOLD SYSTEM,KOROAMA RIF | [8 empty] | EMERSON | [7 empty] | EP_F_GENERAL | EP_F_PCE | 10TE-307,MFOLD SYSTEM,KOROAMA RIF | 33 | YES
NG.GBU.KRMS1.MA | NG.GBU.KRMS1.MA.10FT-407 | 24 | 7 | 00002 | A |  | 10FT-407,MFOLD SYSTEM,KOROAMA RIF | 33 | NG01 | GBRG1 |  | PCH |  | A |  | NG01 |  |  |  |  | O.NG.PAE.GBA.FAC |  |  |  |  | NG01 | GBU | GBUINST | NG01 |  | TXMF |  |  |  | 10FT-407,MFOLD SYSTEM,KOROAMA RIF | [8 empty] | EMERSON | [7 empty] | EP_F_GENERAL | EP_F_PCE | 10FT-407,MFOLD SYSTEM,KOROAMA RIF | 33 | YES
NG.GBU.KRMS1.MA | NG.GBU.KRMS1.MA.10FE-407 | 24 | 7 | 00002 | A |  | 10FE-407,MFOLD SYSTEM,KOROAMA RIF | 33 | NG01 | GBRG1 |  | PCH |  | A |  | NG01 |  |  |  |  | O.NG.PAE.GBA.FAC |  |  |  |  | NG01 | GBU | GBUINST | NG01 |  | LOIN |  |  |  | 10FE-407,MFOLD SYSTEM,KOROAMA RIF | [8 empty] | ABB | [7 empty] | EP_F_GENERAL | EP_F_PCE | 10FE-407,MFOLD SYSTEM,KOROAMA RIF | 33 | YES
NG.GBU.KRMS1.MA | NG.GBU.KRMS1.MA.10FT-408 | 24 | 7 | 00002 | A |  | 10FT-408,MFOLD SYSTEM,KOROAMA RIF | 33 | NG01 | GBRG1 |  | PCH |  | A |  | NG01 |  |  |  |  | O.NG.PAE.GBA.FAC |  |  |  |  | NG01 | GBU | GBUINST | NG01 |  | TXMF |  |  |  | 10FT-408,MFOLD SYSTEM,KOROAMA RIF | [8 empty] | EMERSON | [7 empty] | EP_F_GENERAL | EP_F_PCE | 10FT-408,MFOLD SYSTEM,KOROAMA RIF | 33 | YES
NG.GBU.KRMS1.MA | NG.GBU.KRMS1.MA.10PT-407 | 24 | 7 | 00002 | A |  | 10PT-407,MFOLD SYSTEM,KOROAMA RIF | 33 | NG01 | GBRG1 |  | PCH |  | A |  | NG01 |  |  |  |  | O.NG.PAE.GBA.FAC |  |  |  |  | NG01 | GBU | GBUINST | NG01 |  | TXPR |  |  |  | 10PT-407,MFOLD SYSTEM,KOROAMA RIF | [8 empty] | EMERSON | [7 empty] | EP_F_GENERAL | EP_F_PCE | 10PT-407,MFOLD SYSTEM,KOROAMA RIF | 33 | YES
NG.GBU.KRMS1.MA | NG.GBU.KRMS1.MA.10TT-407 | 24 | 7 | 00002 | A |  | 10TT-407,MFOLD SYSTEM,KOROAMA RIF | 33 | NG01 | GBRG1 |  | PCH |  | A |  | NG01 |  |  |  |  | O.NG.PAE.GBA.FAC |  |  |  |  | NG01 | GBU | GBUINST | NG01 |  | TXTE |  |  |  | 10TT-407,MFOLD SYSTEM,KOROAMA RIF | [8 empty] | EMERSON | [7 empty] | EP_F_GENERAL | EP_F_PCE | 10TT-407,MFOLD SYSTEM,KOROAMA RIF | 33 | YES
NG.GBU.KRMS1.MA | NG.GBU.KRMS1.MA.10TE-407 | 24 | 7 | 00002 | A |  | 10TE-407,MFOLD SYSTEM,KOROAMA RIF | 33 | NG01 | GBRG1 |  | PCH |  | A |  | NG01 |  |  |  |  | O.NG.PAE.GBA.FAC |  |  |  |  | NG01 | GBU | GBUINST | NG01 |  | TXRE |  |  |  | 10TE-407,MFOLD SYSTEM,KOROAMA RIF | [8 empty] | EMERSON | [7 empty] | EP_F_GENERAL | EP_F_PCE | 10TE-407,MFOLD SYSTEM,KOROAMA RIF | 33 | YES
[52 empty] | EP_F_GENERAL | EP_F_PCE
NG.GBU.KRMS1.MA | NG.GBU.KRMS1.MA.10FT-507 | 24 | 7 | 00002 | A |  | 10FT-507,MFOLD SYSTEM,KOROAMA RIF | 33 | NG01 | GBRG1 |  | PCH |  | A |  | NG01 |  |  |  |  | O.NG.PAE.GBA.FAC |  |  |  |  | NG01 | GBU | GBUINST | NG01 |  | TXMF |  |  |  | 10FT-507,MFOLD SYSTEM,KOROAMA RIF | [8 empty] | EMERSON | [7 empty] | EP_F_GENERAL | EP_F_PCE | 10FT-507,MFOLD SYSTEM,KOROAMA RIF | 33 | YES
NG.GBU.KRMS1.MA | NG.GBU.KRMS1.MA.10FE-507 | 24 | 7 | 00002 | A |  | 10FE-507,MFOLD SYSTEM,KOROAMA RIF | 33 | NG01 | GBRG1 |  | PCH |  | A |  | NG01 |  |  |  |  | O.NG.PAE.GBA.FAC |  |  |  |  | NG01 | GBU | GBUINST | NG01 |  | LOIN |  |  |  | 10FE-507,MFOLD SYSTEM,KOROAMA RIF | [8 empty] | ABB | [7 empty] | EP_F_GENERAL | EP_F_PCE | 10FE-507,MFOLD SYSTEM,KOROAMA RIF | 33 | YES
NG.GBU.KRMS1.MA | NG.GBU.KRMS1.MA.10FT-508 | 24 | 7 | 00002 | A |  | 10FT-508,MFOLD SYSTEM,KOROAMA RIF | 33 | NG01 | GBRG1 |  | PCH |  | A |  | NG01 |  |  |  |  | O.NG.PAE.GBA.FAC |  |  |  |  | NG01 | GBU | GBUINST | NG01 |  | TXMF |  |  |  | 10FT-508,MFOLD SYSTEM,KOROAMA RIF | [8 empty] | EMERSON | [7 empty] | EP_F_GENERAL | EP_F_PCE | 10FT-508,MFOLD SYSTEM,KOROAMA RIF | 33 | YES
NG.GBU.KRMS1.MA | NG.GBU.KRMS1.MA.10PT-507 | 24 | 7 | 00002 | A |  | 10PT-507,MFOLD SYSTEM,KOROAMA RIF | 33 | NG01 | GBRG1 |  | PCH |  | A |  | NG01 |  |  |  |  | O.NG.PAE.GBA.FAC |  |  |  |  | NG01 | GBU | GBUINST | NG01 |  | TXPR |  |  |  | 10PT-507,MFOLD SYSTEM,KOROAMA RIF | [8 empty] | EMERSON | [7 empty] | EP_F_GENERAL | EP_F_PCE | 10PT-507,MFOLD SYSTEM,KOROAMA RIF | 33 | YES
NG.GBU.KRMS1.MA | NG.GBU.KRMS1.MA.10TT-507 | 24 | 7 | 00002 | A |  | 10TT-507,MFOLD SYSTEM,KOROAMA RIF | 33 | NG01 | GBRG1 |  | PCH |  | A |  | NG01 |  |  |  |  | O.NG.PAE.GBA.FAC |  |  |  |  | NG01 | GBU | GBUINST | NG01 |  | TXTE |  |  |  | 10TT-507,MFOLD SYSTEM,KOROAMA RIF | [8 empty] | EMERSON | [7 empty] | EP_F_GENERAL | EP_F_PCE | 10TT-507,MFOLD SYSTEM,KOROAMA RIF | 33 | YES
NG.GBU.KRMS1.MA | NG.GBU.KRMS1.MA.10TE-507 | 24 | 7 | 00002 | A |  | 10TE-507,MFOLD SYSTEM,KOROAMA RIF | 33 | NG01 | GBRG1 |  | PCH |  | A |  | NG01 |  |  |  |  | O.NG.PAE.GBA.FAC |  |  |  |  | NG01 | GBU | GBUINST | NG01 |  | TXRE |  |  |  | 10TE-507,MFOLD SYSTEM,KOROAMA RIF | [8 empty] | EMERSON | [7 empty] | EP_F_GENERAL | EP_F_PCE | 10TE-507,MFOLD SYSTEM,KOROAMA RIF | 33 | YES
NG.GBU.KRMS1.MA | NG.GBU.KRMS1.MA.10FT-607A | 25 | 7 | 00002 | A |  | 10FT-607A,MFOLD SYSTEM,KOROAMA RIF | 34 | NG01 | GBRG1 |  | PCH |  | A |  | NG01 |  |  |  |  | O.NG.PAE.GBA.FAC |  |  |  |  | NG01 | GBU | GBUINST | NG01 |  | TXMF |  |  |  | 10FT-607A,MFOLD SYSTEM,KOROAMA RIF | [8 empty] | EMERSON | [7 empty] | EP_F_GENERAL | EP_F_PCE | 10FT-607A,MFOLD SYSTEM,KOROAMA RIF | 34 | YES
NG.GBU.KRMS1.MA | NG.GBU.KRMS1.MA.10FE-607A | 25 | 7 | 00002 | A |  | 10FE-607A,MFOLD SYSTEM,KOROAMA RIF | 34 | NG01 | GBRG1 |  | PCH |  | A |  | NG01 |  |  |  |  | O.NG.PAE.GBA.FAC |  |  |  |  | NG01 | GBU | GBUINST | NG01 |  | LOIN |  |  |  | 10FE-607A,MFOLD SYSTEM,KOROAMA RIF | [8 empty] | ABB | [7 empty] | EP_F_GENERAL | EP_F_PCE | 10FE-607A,MFOLD SYSTEM,KOROAMA RIF | 34 | YES
NG.GBU.KRMS1.MA | NG.GBU.KRMS1.MA.10FT-608B | 25 | 7 | 00002 | A |  | 10FT-608B,MFOLD SYSTEM,KOROAMA RIF | 34 | NG01 | GBRG1 |  | PCH |  | A |  | NG01 |  |  |  |  | O.NG.PAE.GBA.FAC |  |  |  |  | NG01 | GBU | GBUINST | NG01 |  | TXMF |  |  |  | 10FT-608B,MFOLD SYSTEM,KOROAMA RIF | [8 empty] | EMERSON | [7 empty] | EP_F_GENERAL | EP_F_PCE | 10FT-608B,MFOLD SYSTEM,KOROAMA RIF | 34 | YES
NG.GBU.KRMS1.MA | NG.GBU.KRMS1.MA.10PT-607 | 24 | 7 | 00002 | A |  | 10PT-607,MFOLD SYSTEM,KOROAMA RIF | 33 | NG01 | GBRG1 |  | PCH |  | A |  | NG01 |  |  |  |  | O.NG.PAE.GBA.FAC |  |  |  |  | NG01 | GBU | GBUINST | NG01 |  | TXPR |  |  |  | 10PT-607,MFOLD SYSTEM,KOROAMA RIF | [8 empty] | EMERSON | [7 empty] | EP_F_GENERAL | EP_F_PCE | 10PT-607,MFOLD SYSTEM,KOROAMA RIF | 33 | YES
NG.GBU.KRMS1.MA | NG.GBU.KRMS1.MA.10TT-607 | 24 | 7 | 00002 | A |  | 10TT-607,MFOLD SYSTEM,KOROAMA RIF | 33 | NG01 | GBRG1 |  | PCH |  | A |  | NG01 |  |  |  |  | O.NG.PAE.GBA.FAC |  |  |  |  | NG01 | GBU | GBUINST | NG01 |  | TXTE |  |  |  | 10TT-607,MFOLD SYSTEM,KOROAMA RIF | [8 empty] | EMERSON | [7 empty] | EP_F_GENERAL | EP_F_PCE | 10TT-607,MFOLD SYSTEM,KOROAMA RIF | 33 | YES
NG.GBU.KRMS1.MA | NG.GBU.KRMS1.MA.10TE-607 | 24 | 7 | 00002 | A |  | 10TE-607,MFOLD SYSTEM,KOROAMA RIF | 33 | NG01 | GBRG1 |  | PCH |  | A |  | NG01 |  |  |  |  | O.NG.PAE.GBA.FAC |  |  |  |  | NG01 | GBU | GBUINST | NG01 |  | TXRE |  |  |  | 10TE-607,MFOLD SYSTEM,KOROAMA RIF | [8 empty] | EMERSON | [7 empty] | EP_F_GENERAL | EP_F_PCE | 10TE-607,MFOLD SYSTEM,KOROAMA RIF | 33 | YES
NG.GBU.KRMS1.MA | NG.GBU.KRMS1.MA.10FT-707A | 25 | 7 | 00002 | A |  | 10FT-707A,MFOLD SYSTEM,KOROAMA RIF | 34 | NG01 | GBRG1 |  | PCH |  | A |  | NG01 |  |  |  |  | O.NG.PAE.GBA.FAC |  |  |  |  | NG01 | GBU | GBUINST | NG01 |  | TXMF |  |  |  | 10FT-707A,MFOLD SYSTEM,KOROAMA RIF | [8 empty] | EMERSON | [7 empty] | EP_F_GENERAL | EP_F_PCE | 10FT-707A,MFOLD SYSTEM,KOROAMA RIF | 34 | YES
NG.GBU.KRMS1.MA | NG.GBU.KRMS1.MA.10FE-707A | 25 | 7 | 00002 | A |  | 10FE-707A,MFOLD SYSTEM,KOROAMA RIF | 34 | NG01 | GBRG1 |  | PCH |  | A |  | NG01 |  |  |  |  | O.NG.PAE.GBA.FAC |  |  |  |  | NG01 | GBU | GBUINST | NG01 |  | LOIN |  |  |  | 10FE-707A,MFOLD SYSTEM,KOROAMA RIF | [8 empty] | ABB | [7 empty] | EP_F_GENERAL | EP_F_PCE | 10FE-707A,MFOLD SYSTEM,KOROAMA RIF | 34 | YES
NG.GBU.KRMS1.MA | NG.GBU.KRMS1.MA.10FT-708B | 25 | 7 | 00002 | A |  | 10FT-708B,MFOLD SYSTEM,KOROAMA RIF | 34 | NG01 | GBRG1 |  | PCH |  | A |  | NG01 |  |  |  |  | O.NG.PAE.GBA.FAC |  |  |  |  | NG01 | GBU | GBUINST | NG01 |  | TXMF |  |  |  | 10FT-708B,MFOLD SYSTEM,KOROAMA RIF | [8 empty] | EMERSON | [7 empty] | EP_F_GENERAL | EP_F_PCE | 10FT-708B,MFOLD SYSTEM,KOROAMA RIF | 34 | YES
NG.GBU.KRMS1.MA | NG.GBU.KRMS1.MA.10PT-707 | 24 | 7 | 00002 | A |  | 10PT-707,MFOLD SYSTEM,KOROAMA RIF | 33 | NG01 | GBRG1 |  | PCH |  | A |  | NG01 |  |  |  |  | O.NG.PAE.GBA.FAC |  |  |  |  | NG01 | GBU | GBUINST | NG01 |  | TXPR |  |  |  | 10PT-707,MFOLD SYSTEM,KOROAMA RIF | [8 empty] | EMERSON | [7 empty] | EP_F_GENERAL | EP_F_PCE | 10PT-707,MFOLD SYSTEM,KOROAMA RIF | 33 | YES
NG.GBU.KRMS1.MA | NG.GBU.KRMS1.MA.10TT-707 | 24 | 7 | 00002 | A |  | 10TT-707,MFOLD SYSTEM,KOROAMA RIF | 33 | NG01 | GBRG1 |  | PCH |  | A |  | NG01 |  |  |  |  | O.NG.PAE.GBA.FAC |  |  |  |  | NG01 | GBU | GBUINST | NG01 |  | TXTE |  |  |  | 10TT-707,MFOLD SYSTEM,KOROAMA RIF | [8 empty] | EMERSON | [7 empty] | EP_F_GENERAL | EP_F_PCE | 10TT-707,MFOLD SYSTEM,KOROAMA RIF | 33 | YES
NG.GBU.KRMS1.MA | NG.GBU.KRMS1.MA.10TE-707 | 24 | 7 | 00002 | A |  | 10TE-707,MFOLD SYSTEM,KOROAMA RIF | 33 | NG01 | GBRG1 |  | PCH |  | A |  | NG01 |  |  |  |  | O.NG.PAE.GBA.FAC |  |  |  |  | NG01 | GBU | GBUINST | NG01 |  | TXRE |  |  |  | 10TE-707,MFOLD SYSTEM,KOROAMA RIF | [8 empty] | EMERSON | [7 empty] | EP_F_GENERAL | EP_F_PCE | 10TE-707,MFOLD SYSTEM,KOROAMA RIF | 33 | YES
[52 empty] | EP_F_GENERAL | EP_F_PCE
NG.GBU.KRMS1.MA | NG.GBU.KRMS1.MA.10FT-807A | 25 | 7 | 00002 | A |  | 10FT-807A,MFOLD SYSTEM,KOROAMA RIF | 34 | NG01 | GBRG1 |  | PCH |  | A |  | NG01 |  |  |  |  | O.NG.PAE.GBA.FAC |  |  |  |  | NG01 | GBU | GBUINST | NG01 |  | TXMF |  |  |  | 10FT-807A,MFOLD SYSTEM,KOROAMA RIF | [8 empty] | EMERSON | [7 empty] | EP_F_GENERAL | EP_F_PCE | 10FT-807A,MFOLD SYSTEM,KOROAMA RIF | 34 | YES
NG.GBU.KRMS1.MA | NG.GBU.KRMS1.MA.10FE-807A | 25 | 7 | 00002 | A |  | 10FE-807A,MFOLD SYSTEM,KOROAMA RIF | 34 | NG01 | GBRG1 |  | PCH |  | A |  | NG01 |  |  |  |  | O.NG.PAE.GBA.FAC |  |  |  |  | NG01 | GBU | GBUINST | NG01 |  | LOIN |  |  |  | 10FE-807A,MFOLD SYSTEM,KOROAMA RIF | [8 empty] | ABB | [7 empty] | EP_F_GENERAL | EP_F_PCE | 10FE-807A,MFOLD SYSTEM,KOROAMA RIF | 34 | YES
NG.GBU.KRMS1.MA | NG.GBU.KRMS1.MA.10FT-808B | 25 | 7 | 00002 | A |  | 10FT-808B,MFOLD SYSTEM,KOROAMA RIF | 34 | NG01 | GBRG1 |  | PCH |  | A |  | NG01 |  |  |  |  | O.NG.PAE.GBA.FAC |  |  |  |  | NG01 | GBU | GBUINST | NG01 |  | TXMF |  |  |  | 10FT-808B,MFOLD SYSTEM,KOROAMA RIF | [8 empty] | EMERSON | [7 empty] | EP_F_GENERAL | EP_F_PCE | 10FT-808B,MFOLD SYSTEM,KOROAMA RIF | 34 | YES
NG.GBU.KRMS1.MA | NG.GBU.KRMS1.MA.10PT-807 | 24 | 7 | 00002 | A |  | 10PT-807,MFOLD SYSTEM,KOROAMA RIF | 33 | NG01 | GBRG1 |  | PCH |  | A |  | NG01 |  |  |  |  | O.NG.PAE.GBA.FAC |  |  |  |  | NG01 | GBU | GBUINST | NG01 |  | TXPR |  |  |  | 10PT-807,MFOLD SYSTEM,KOROAMA RIF | [8 empty] | EMERSON | [7 empty] | EP_F_GENERAL | EP_F_PCE | 10PT-807,MFOLD SYSTEM,KOROAMA RIF | 33 | YES
NG.GBU.KRMS1.MA | NG.GBU.KRMS1.MA.10TT-807 | 24 | 7 | 00002 | A |  | 10TT-807,MFOLD SYSTEM,KOROAMA RIF | 33 | NG01 | GBRG1 |  | PCH |  | A |  | NG01 |  |  |  |  | O.NG.PAE.GBA.FAC |  |  |  |  | NG01 | GBU | GBUINST | NG01 |  | TXTE |  |  |  | 10TT-807,MFOLD SYSTEM,KOROAMA RIF | [8 empty] | EMERSON | [7 empty] | EP_F_GENERAL | EP_F_PCE | 10TT-807,MFOLD SYSTEM,KOROAMA RIF | 33 | YES
NG.GBU.KRMS1.MA | NG.GBU.KRMS1.MA.10TE-807 | 24 | 7 | 00002 | A |  | 10TE-807,MFOLD SYSTEM,KOROAMA RIF | 33 | NG01 | GBRG1 |  | PCH |  | A |  | NG01 |  |  |  |  | O.NG.PAE.GBA.FAC |  |  |  |  | NG01 | GBU | GBUINST | NG01 |  | TXRE |  |  |  | 10TE-807,MFOLD SYSTEM,KOROAMA RIF | [8 empty] | EMERSON | [7 empty] | EP_F_GENERAL | EP_F_PCE | 10TE-807,MFOLD SYSTEM,KOROAMA RIF | 33 | YES
NG.GBU.GBRS2.MA | NG.GBU.GBRS2.MA.10FT-106A | 24 | 7 | 00002 | A |  | 10FT-106A,MFOLD SYSTEM,GBARAN RIF 2 | 35 | NG01 | GBRG1 |  | PCH |  | A |  | NG01 |  |  |  |  | O.NG.PAE.GBA.FAC |  |  |  |  | NG01 | GBU | GBUINST | NG01 |  | TXMF |  |  |  | 10FT-106A,MFOLD SYSTEM,GBARAN RIF 2 | [8 empty] | EMERSON | [7 empty] | EP_F_GENERAL | EP_F_PCE | 10FT-106A,MFOLD SYSTEM,GBARAN RIF 2 | 35 | YES
NG.GBU.GBRS2.MA | NG.GBU.GBRS2.MA.10FE-106A | 24 | 7 | 00002 | A |  | 10FE-106A,MFOLD SYSTEM,GBARAN RIF 2 | 35 | NG01 | GBRG1 |  | PCH |  | A |  | NG01 |  |  |  |  | O.NG.PAE.GBA.FAC |  |  |  |  | NG01 | GBU | GBUINST | NG01 |  | LOIN |  |  |  | 10FE-106A,MFOLD SYSTEM,GBARAN RIF 2 | [8 empty] | ABB |  | 300S1KFD01IAM5 |  |  |  | 9745013 |  | EP_F_GENERAL | EP_F_PCE | 10FE-106A,MFOLD SYSTEM,GBARAN RIF 2 | 35 | YES
NG.GBU.GBRS2.MA | NG.GBU.GBRS2.MA.10FT-106B | 24 | 7 | 00002 | A |  | 10FT-106B,MFOLD SYSTEM,GBARAN RIF 2 | 35 | NG01 | GBRG1 |  | PCH |  | A |  | NG01 |  |  |  |  | O.NG.PAE.GBA.FAC |  |  |  |  | NG01 | GBU | GBUINST | NG01 |  | TXMF |  |  |  | 10FT-106B,MFOLD SYSTEM,GBARAN RIF 2 | [8 empty] | EMERSON | [7 empty] | EP_F_GENERAL | EP_F_PCE | 10FT-106B,MFOLD SYSTEM,GBARAN RIF 2 | 35 | YES
NG.GBU.GBRS2.MA | NG.GBU.GBRS2.MA.10PT-106 | 24 | 7 | 00002 | A |  | 10PT-106,MFOLD SYSTEM,GBARAN RIF 2 | 34 | NG01 | GBRG1 |  | PCH |  | A |  | NG01 |  |  |  |  | O.NG.PAE.GBA.FAC |  |  |  |  | NG01 | GBU | GBUINST | NG01 |  | TXPR |  |  |  | 10PT-106,MFOLD SYSTEM,GBARAN RIF 2 | [8 empty] | EMERSON |  | 300S1KFD01IAM5 |  |  |  | 9745023 |  | EP_F_GENERAL | EP_F_PCE | 10PT-106,MFOLD SYSTEM,GBARAN RIF 2 | 34 | YES
NG.GBU.GBRS2.MA | NG.GBU.GBRS2.MA.10TT-106 | 24 | 7 | 00002 | A |  | 10TT-106,MFOLD SYSTEM,GBARAN RIF 2 | 34 | NG01 | GBRG1 |  | PCH |  | A |  | NG01 |  |  |  |  | O.NG.PAE.GBA.FAC |  |  |  |  | NG01 | GBU | GBUINST | NG01 |  | TXTE |  |  |  | 10TT-106,MFOLD SYSTEM,GBARAN RIF 2 | [8 empty] | EMERSON |  | 3051SITG |  |  |  | 9745033 |  | EP_F_GENERAL | EP_F_PCE | 10TT-106,MFOLD SYSTEM,GBARAN RIF 2 | 34 | YES
NG.GBU.GBRS2.MA | NG.GBU.GBRS2.MA.10TE-106 | 24 | 7 | 00002 | A |  | 10TE-106,MFOLD SYSTEM,GBARAN RIF 2 | 34 | NG01 | GBRG1 |  | PCH |  | A |  | NG01 |  |  |  |  | O.NG.PAE.GBA.FAC |  |  |  |  | NG01 | GBU | GBUINST | NG01 |  | TXRE |  |  |  | 10TE-106,MFOLD SYSTEM,GBARAN RIF 2 | [8 empty] | EMERSON |  | 3144PD6F1 |  |  |  | 2650781 |  | EP_F_GENERAL | EP_F_PCE | 10TE-106,MFOLD SYSTEM,GBARAN RIF 2 | 34 | YES
NG.GBU.GBRS2.MA | NG.GBU.GBRS2.MA.10FT-718 | 24 | 7 | 00002 | A |  | 10FT-718,MFOLD SYSTEM,GBARAN RIF 2 | 34 | NG01 | GBRG1 |  | PCH |  | A |  | NG01 |  |  |  |  | O.NG.PAE.GBA.FAC |  |  |  |  | NG01 | GBU | GBUINST | NG01 |  | TXMF |  |  |  | 10FT-718,MFOLD SYSTEM,GBARAN RIF 2 | [8 empty] | EMERSON | [7 empty] | EP_F_GENERAL | EP_F_PCE | 10FT-718,MFOLD SYSTEM,GBARAN RIF 2 | 34 | YES
NG.GBU.GBRS2.MA | NG.GBU.GBRS2.MA.10FE-718 | 24 | 7 | 00002 | A |  | 10FE-718,MFOLD SYSTEM,GBARAN RIF 2 | 34 | NG01 | GBRG1 |  | PCH |  | A |  | NG01 |  |  |  |  | O.NG.PAE.GBA.FAC |  |  |  |  | NG01 | GBU | GBUINST | NG01 |  | LOIN |  |  |  | 10FE-718,MFOLD SYSTEM,GBARAN RIF 2 | [8 empty] | ABB |  | 300S1KF1AM5 |  |  |  | 9635571 |  | EP_F_GENERAL | EP_F_PCE | 10FE-718,MFOLD SYSTEM,GBARAN RIF 2 | 34 | YES
NG.GBU.GBRS2.MA | NG.GBU.GBRS2.MA.10FT-719 | 24 | 7 | 00002 | A |  | 10FT-719,MFOLD SYSTEM,GBARAN RIF 2 | 34 | NG01 | GBRG1 |  | PCH |  | A |  | NG01 |  |  |  |  | O.NG.PAE.GBA.FAC |  |  |  |  | NG01 | GBU | GBUINST | NG01 |  | TXMF |  |  |  | 10FT-719,MFOLD SYSTEM,GBARAN RIF 2 | [8 empty] | EMERSON | [7 empty] | EP_F_GENERAL | EP_F_PCE | 10FT-719,MFOLD SYSTEM,GBARAN RIF 2 | 34 | YES
NG.GBU.GBRS2.MA | NG.GBU.GBRS2.MA.10PT-718 | 24 | 7 | 00002 | A |  | 10PT-718,MFOLD SYSTEM,GBARAN RIF 2 | 34 | NG01 | GBRG1 |  | PCH |  | A |  | NG01 |  |  |  |  | O.NG.PAE.GBA.FAC |  |  |  |  | NG01 | GBU | GBUINST | NG01 |  | TXPR |  |  |  | 10PT-718,MFOLD SYSTEM,GBARAN RIF 2 | [8 empty] | EMERSON |  | 300S1KF1AM5 |  |  |  | 9635528 |  | EP_F_GENERAL | EP_F_PCE | 10PT-718,MFOLD SYSTEM,GBARAN RIF 2 | 34 | YES
NG.GBU.GBRS2.MA | NG.GBU.GBRS2.MA.10TT-718 | 24 | 7 | 00002 | A |  | 10TT-718,MFOLD SYSTEM,GBARAN RIF 2 | 34 | NG01 | GBRG1 |  | PCH |  | A |  | NG01 |  |  |  |  | O.NG.PAE.GBA.FAC |  |  |  |  | NG01 | GBU | GBUINST | NG01 |  | TXTE |  |  |  | 10TT-718,MFOLD SYSTEM,GBARAN RIF 2 | [8 empty] | EMERSON |  | 3051 |  |  |  | 9635529 |  | EP_F_GENERAL | EP_F_PCE | 10TT-718,MFOLD SYSTEM,GBARAN RIF 2 | 34 | YES
NG.GBU.GBRS2.MA | NG.GBU.GBRS2.MA.10TE-718 | 24 | 7 | 00002 | A |  | 10TE-718,MFOLD SYSTEM,GBARAN RIF 2 | 34 | NG01 | GBRG1 |  | PCH |  | A |  | NG01 |  |  |  |  | O.NG.PAE.GBA.FAC |  |  |  |  | NG01 | GBU | GBUINST | NG01 |  | TXRE |  |  |  | 10TE-718,MFOLD SYSTEM,GBARAN RIF 2 | [8 empty] | EMERSON |  | 6444F1XA |  |  |  | 2610290 |  | EP_F_GENERAL | EP_F_PCE | 10TE-718,MFOLD SYSTEM,GBARAN RIF 2 | 34 | YES
CLASS 4 (FLARE METERS)
NG.GBU.GBRG1.FS.X-6602 | NG.GBRG1.X-6602-66FT-020 | 24 | 8 | 00007 | A |  | 66FT-020,LP FLARE TIP,FLARE SYS,CPF | 35 | NG01 | GBRG1 |  | PCH |  | A |  | NG01 |  |  |  |  | O.NG.PAE.GBA.FAC |  |  |  |  | NG01 | GBU | GBUINST | NG01 |  | TXUS |  |  |  | 66FT-020,LP FLARE TIP,FLARE SYS,CPF | [8 empty] | FLUENTA |  | FGM 160 |  |  |  | 2008-0118 |  | EP_F_GENERAL | EP_F_PCE | 66FT-020,LP FLARE TIP,FLARE SYS,CPF | 35 | YES
NG.GBU.GBRG1.FS.X-6602 | NG.GBRG1.X-6602-66FE-020A | 25 | 8 | 00007 | A |  | 66FE-020/A,LP FLARE TIP,FLARE SYS,CPF | 37 | NG01 | GBRG1 |  | PCH |  | A |  | NG01 |  |  |  |  | O.NG.PAE.GBA.FAC |  |  |  |  | NG01 | GBU | GBUINST | NG01 |  | LOIN |  |  |  | 66FE-020/A,LP FLARE TIP,FLARE SYS,CPF | [8 empty] | FLUENTA | [7 empty] | EP_F_GENERAL | EP_F_PCE | 66FE-020/A,LP FLARE TIP,FLARE SYS,CPF | 37 | YES
NG.GBU.GBRG1.FS.X-6602 | NG.GBRG1.X-6602-66FE-020B | 25 | 8 | 00007 | A |  | 66FE-020/A,LP FLARE TIP,FLARE SYS,CPF | 37 | NG01 | GBRG1 |  | PCH |  | A |  | NG01 |  |  |  |  | O.NG.PAE.GBA.FAC |  |  |  |  | NG01 | GBU | GBUINST | NG01 |  | LOIN |  |  |  | 66FE-020/A,LP FLARE TIP,FLARE SYS,CPF | [8 empty] | FLUENTA | [7 empty] | EP_F_GENERAL | EP_F_PCE | 66FE-020/A,LP FLARE TIP,FLARE SYS,CPF | 37 | YES
NG.GBU.GBRG1.FS.X-6602 | NG.GBRG1.X-6602-66PT-024 | 24 | 8 | 00007 | A |  | 66PT-024,LP FLARE TIP,FLARE SYS,CPF | 35 | NG01 | GBRG1 |  | PCH |  | A |  | NG01 |  |  |  |  | O.NG.PAE.GBA.FAC |  |  |  |  | NG01 | GBU | GBUINST | NG01 |  | TXPR |  |  |  | 66PT-024,LP FLARE TIP,FLARE SYS,CPF | [8 empty] | YOKOGAWA | [7 empty] | EP_F_GENERAL | EP_F_PCE | 66PT-024,LP FLARE TIP,FLARE SYS,CPF | 35 | YES
NG.GBU.GBRG1.FS.X-6602 | NG.GBRG1.X-6602-66TT-021 | 24 | 8 | 00007 | A |  | 66TT-021,LP FLARE TIP,FLARE SYS,CPF | 35 | NG01 | GBRG1 |  | PCH |  | A |  | NG01 |  |  |  |  | O.NG.PAE.GBA.FAC |  |  |  |  | NG01 | GBU | GBUINST | NG01 |  | TXTE |  |  |  | 66TT-021,LP FLARE TIP,FLARE SYS,CPF | [8 empty] | YOKOGAWA | [7 empty] | EP_F_GENERAL | EP_F_PCE | 66TT-021,LP FLARE TIP,FLARE SYS,CPF | 35 | YES
NG.GBU.GBRG1.FS.X-6601 | NG.GBRG1.X-6601-66FT-001 | 24 | 8 | 00007 | A |  | 66FT-001,HP FLARE TIP,FLARE SYS,CPF | 35 | NG01 | GBRG1 |  | PCH |  | A |  | NG01 |  |  |  |  | O.NG.PAE.GBA.FAC |  |  |  |  | NG01 | GBU | GBUINST | NG01 |  | TXUS |  |  |  | 66FT-001,HP FLARE TIP,FLARE SYS,CPF | [8 empty] | FLUENTA |  | FGM 160 |  |  |  | 2008-0117 |  | EP_F_GENERAL | EP_F_PCE | 66FT-001,HP FLARE TIP,FLARE SYS,CPF | 35 | YES
NG.GBU.GBRG1.FS.X-6601 | NG.GBRG1.X-6601-66FE-001A | 25 | 8 | 00007 | A |  | 66FE-001/A,HP FLARE TIP,FLARE SYS,CPF | 37 | NG01 | GBRG1 |  | PCH |  | A |  | NG01 |  |  |  |  | O.NG.PAE.GBA.FAC |  |  |  |  | NG01 | GBU | GBUINST | NG01 |  | LOIN |  |  |  | 66FE-001/A,HP FLARE TIP,FLARE SYS,CPF | [8 empty] | FLUENTA | [7 empty] | EP_F_GENERAL | EP_F_PCE | 66FE-001/A,HP FLARE TIP,FLARE SYS,CPF | 37 | YES
NG.GBU.GBRG1.FS.X-6601 | NG.GBRG1.X-6601-66FE-001B | 25 | 8 | 00007 | A |  | 66FE-001/B,HP FLARE TIP,FLARE SYS,CPF | 37 | NG01 | GBRG1 |  | PCH |  | A |  | NG01 |  |  |  |  | O.NG.PAE.GBA.FAC |  |  |  |  | NG01 | GBU | GBUINST | NG01 |  | LOIN |  |  |  | 66FE-001/B,HP FLARE TIP,FLARE SYS,CPF | [8 empty] | FLUENTA | [7 empty] | EP_F_GENERAL | EP_F_PCE | 66FE-001/B,HP FLARE TIP,FLARE SYS,CPF | 37 | YES
NG.GBU.GBRG1.FS.X-6601 | NG.GBRG1.X-6601-66PT-006 | 24 | 8 | 00007 | A |  | 66PT-006,HP FLARE TIP,FLARE SYS,CPF | 35 | NG01 | GBRG1 |  | PCH |  | A |  | NG01 |  |  |  |  | O.NG.PAE.GBA.FAC |  |  |  |  | NG01 | GBU | GBUINST | NG01 |  | TXPR |  |  |  | 66PT-006,HP FLARE TIP,FLARE SYS,CPF | [8 empty] | YOKOGAWA | [7 empty] | EP_F_GENERAL | EP_F_PCE | 66PT-006,HP FLARE TIP,FLARE SYS,CPF | 35 | YES
NG.GBU.GBRG1.FS.X-6601 | NG.GBRG1.X-6601-66TT-002 | 24 | 8 | 00007 | A |  | 66TT-002,HP FLARE TIP,FLARE SYS,CPF | 35 | NG01 | GBRG1 |  | PCH |  | A |  | NG01 |  |  |  |  | O.NG.PAE.GBA.FAC |  |  |  |  | NG01 | GBU | GBUINST | NG01 |  | TXTE |  |  |  | 66TT-002,HP FLARE TIP,FLARE SYS,CPF | [8 empty] | YOKOGAWA | [7 empty] | EP_F_GENERAL | EP_F_PCE | 66TT-002,HP FLARE TIP,FLARE SYS,CPF | 35 | YES
NG.GBU.GBRG1.FS.X-6603 | NG.GBRG1.X-6603-66FT-021 | 24 | 8 | 00007 | A |  | 66FT-021,ATM FLARE TIP,FLARE SYS,CPF | 36 | NG01 | GBRG1 |  | PCH |  | A |  | NG01 |  |  |  |  | O.NG.PAE.GBA.FAC |  |  |  |  | NG01 | GBU | GBUINST | NG01 |  | TXUS |  |  |  | 66FT-021,ATM FLARE TIP,FLARE SYS,CPF | [8 empty] | FLUENTA |  | FGM 160 |  |  |  | 2008-0116 |  | EP_F_GENERAL | EP_F_PCE | 66FT-021,ATM FLARE TIP,FLARE SYS,CPF | 36 | YES
NG.GBU.GBRG1.FS.X-6603 | NG.GBRG1.X-6603-66FE-021A | 25 | 8 | 00007 | A |  | 66FE-021/A,ATM FLARE TIP,FLARE SYS,CPF | 38 | NG01 | GBRG1 |  | PCH |  | A |  | NG01 |  |  |  |  | O.NG.PAE.GBA.FAC |  |  |  |  | NG01 | GBU | GBUINST | NG01 |  | LOIN |  |  |  | 66FE-021/A,ATM FLARE TIP,FLARE SYS,CPF | [8 empty] | FLUENTA | [7 empty] | EP_F_GENERAL | EP_F_PCE | 66FE-021/A,ATM FLARE TIP,FLARE SYS,CPF | 38 | YES
NG.GBU.GBRG1.FS.X-6603 | NG.GBRG1.X-6603-66FE-021B | 25 | 8 | 00007 | A |  | 66FE-021/B,ATM FLARE TIP,FLARE SYS,CPF | 38 | NG01 | GBRG1 |  | PCH |  | A |  | NG01 |  |  |  |  | O.NG.PAE.GBA.FAC |  |  |  |  | NG01 | GBU | GBUINST | NG01 |  | LOIN |  |  |  | 66FE-021/B,ATM FLARE TIP,FLARE SYS,CPF | [8 empty] | FLUENTA | [7 empty] | EP_F_GENERAL | EP_F_PCE | 66FE-021/B,ATM FLARE TIP,FLARE SYS,CPF | 38 | YES
NG.GBU.GBRG1.FS.X-6603 | NG.GBRG1.X-6603-66PT-117 | 24 | 8 | 00007 | A |  | 66PT-117,ATM FLARE TIP,FLARE SYS,CPF | 36 | NG01 | GBRG1 |  | PCH |  | A |  | NG01 |  |  |  |  | O.NG.PAE.GBA.FAC |  |  |  |  | NG01 | GBU | GBUINST | NG01 |  | TXPR |  |  |  | 66PT-117,ATM FLARE TIP,FLARE SYS,CPF | [8 empty] | YOKOGAWA | [7 empty] | EP_F_GENERAL | EP_F_PCE | 66PT-117,ATM FLARE TIP,FLARE SYS,CPF | 36 | YES
NG.GBU.GBRG1.FS.X-6603 | NG.GBRG1.X-6603-66TT-041 | 24 | 8 | 00007 | A |  | 66TT-041,ATM FLARE TIP,FLARE SYS,CPF | 36 | NG01 | GBRG1 |  | PCH |  | A |  | NG01 |  |  |  |  | O.NG.PAE.GBA.FAC |  |  |  |  | NG01 | GBU | GBUINST | NG01 |  | TXTE |  |  |  | 66TT-041,ATM FLARE TIP,FLARE SYS,CPF | [8 empty] | YOKOGAWA | [7 empty] | EP_F_GENERAL | EP_F_PCE | 66TT-041,ATM FLARE TIP,FLARE SYS,CPF | 36 | YES
CLASS 4 (LIQUID METERS ON TEST SEP CPF)
NG.GBU.GBRG1.PS.V-5001 | NG.GBRG1.V-5001-50FT-017 | 24 | 8 | 00007 | A |  | 50FT-017,HP/LP TEST SEPTOR,SEP SYS,CPF | 38 | NG01 | GBRG1 |  | PCH |  | A |  | NG01 |  |  |  |  | O.NG.PAE.GBA.FAC |  |  |  |  | NG01 | GBU | GBUINST | NG01 |  | TXUS |  |  |  | 50FT-017,HP/LP TEST SEPTOR,SEP SYS,CPF | [8 empty] | KROHNE OIL & GAS Krohne Altometer |  | UFM 3030 K |  |  |  | A0970240 |  | EP_F_GENERAL | EP_F_PCE | 50FT-017,HP/LP TEST SEPTOR,SEP SYS,CPF | 38 | YES
NG.GBU.GBRG1.PS.V-5001 | NG.GBRG1.V-5001-50TT-017 | 24 | 8 | 00007 | A |  | 50TT-017,HP/LP TEST SEPTOR,SEP SYS,CPF | 38 | NG01 | GBRG1 |  | PCH |  | A |  | NG01 |  |  |  |  | O.NG.PAE.GBA.FAC |  |  |  |  | NG01 | GBU | GBUINST | NG01 |  | TXTE |  |  |  | 50TT-017,HP/LP TEST SEPTOR,SEP SYS,CPF | [8 empty] | YOKOGAWA | [7 empty] | EP_F_GENERAL | EP_F_PCE | 50TT-017,HP/LP TEST SEPTOR,SEP SYS,CPF | 38 | YES
NG.GBU.GBRG1.PS.V-5001 | NG.GBRG1.V-5001-50TE-017 | 24 | 8 | 00007 | A |  | 50TE-017,HP/LP TEST SEPTOR,SEP SYS,CPF | 38 | NG01 | GBRG1 |  | PCH |  | A |  | NG01 |  |  |  |  | O.NG.PAE.GBA.FAC |  |  |  |  | NG01 | GBU | GBUINST | NG01 |  | TXRE |  |  |  | 50TE-017,HP/LP TEST SEPTOR,SEP SYS,CPF | [8 empty] | YOKOGAWA | [7 empty] | EP_F_GENERAL | EP_F_PCE | 50TE-017,HP/LP TEST SEPTOR,SEP SYS,CPF | 38 | YES
NG.GBU.GBRG1.PS.V-5005 | NG.GBRG1.V-5005-50FT-022 | 24 | 8 | 00007 | A |  | 50FT-022,XHP TEST SEPARATOR,SEP SYS,CPF | 39 | NG01 | GBRG1 |  | PCH |  | A |  | NG01 |  |  |  |  | O.NG.PAE.GBA.FAC |  |  |  |  | NG01 | GBU | GBUINST | NG01 |  | TXUS |  |  |  | 50FT-022,XHP TEST SEPARATOR,SEP SYS,CPF | [8 empty] | KROHNE OIL & GAS Krohne Altometer |  | UFM 3030 K |  |  |  | A0970237 |  | EP_F_GENERAL | EP_F_PCE | 50FT-022,XHP TEST SEPARATOR,SEP SYS,CPF | 39 | YES
NG.GBU.GBRG1.PS.V-5005 | NG.GBRG1.V-5005-50TT-022 | 24 | 8 | 00007 | A |  | 50TT-022,XHP TEST SEPARATOR,SEP SYS,CPF | 39 | NG01 | GBRG1 |  | PCH |  | A |  | NG01 |  |  |  |  | O.NG.PAE.GBA.FAC |  |  |  |  | NG01 | GBU | GBUINST | NG01 |  | TXTE |  |  |  | 50TT-022,XHP TEST SEPARATOR,SEP SYS,CPF | [8 empty] | YOKOGAWA | [7 empty] | EP_F_GENERAL | EP_F_PCE | 50TT-022,XHP TEST SEPARATOR,SEP SYS,CPF | 39 | YES
NG.GBU.GBRG1.PS.V-5005 | NG.GBRG1.V-5005-50TT-022 | 24 | 8 | 00007 | A |  | 50TE-022,XHP TEST SEPARATOR,SEP SYS,CPF | 39 | NG01 | GBRG1 |  | PCH |  | A |  | NG01 |  |  |  |  | O.NG.PAE.GBA.FAC |  |  |  |  | NG01 | GBU | GBUINST | NG01 |  | TXRE |  |  |  | 50TE-022,XHP TEST SEPARATOR,SEP SYS,CPF | [8 empty] | YOKOGAWA | [7 empty] | EP_F_GENERAL | EP_F_PCE | 50TE-022,XHP TEST SEPARATOR,SEP SYS,CPF | 39 | YES
NG.GBU.GBRG1.PS.V-5004 | NG.GBRG1.V-5004-50FT-018 | 24 | 8 | 00007 | A |  | 50FT-018,XXHP TEST SEPARATOR,SEP SYS,CPF | 40 | NG01 | GBRG1 |  | PCH |  | A |  | NG01 |  |  |  |  | O.NG.PAE.GBA.FAC |  |  |  |  | NG01 | GBU | GBUINST | NG01 |  | TXUS |  |  |  | 50FT-018,XXHP TEST SEPARATOR,SEP SYS,CPF | [8 empty] | KROHNE OIL & GAS Krohne Altometer |  | UFM 3030 K |  |  |  | A0970746 |  | EP_F_GENERAL | EP_F_PCE | 50FT-018,XXHP TEST SEPARATOR,SEP SYS,CPF | 40 | YES
NG.GBU.GBRG1.PS.V-5004 | NG.GBRG1.V-5004-50TT-018 | 24 | 8 | 00007 | A |  | 50TT-018,XXHP TEST SEPARATOR,SEP SYS,CPF | 40 | NG01 | GBRG1 |  | PCH |  | A |  | NG01 |  |  |  |  | O.NG.PAE.GBA.FAC |  |  |  |  | NG01 | GBU | GBUINST | NG01 |  | TXTE |  |  |  | 50TT-018,XXHP TEST SEPARATOR,SEP SYS,CPF | [8 empty] | YOKOGAWA | [7 empty] | EP_F_GENERAL | EP_F_PCE | 50TT-018,XXHP TEST SEPARATOR,SEP SYS,CPF | 40 | YES
NG.GBU.GBRG1.PS.V-5004 | NG.GBRG1.V-5004-50TE-018 | 24 | 8 | 00007 | A |  | 50TE-018,XXHP TEST SEPARATOR,SEP SYS,CPF | 40 | NG01 | GBRG1 |  | PCH |  | A |  | NG01 |  |  |  |  | O.NG.PAE.GBA.FAC |  |  |  |  | NG01 | GBU | GBUINST | NG01 |  | TXRE |  |  |  | 50TE-018,XXHP TEST SEPARATOR,SEP SYS,CPF | [8 empty] | YOKOGAWA | [7 empty] | EP_F_GENERAL | EP_F_PCE | 50TE-018,XXHP TEST SEPARATOR,SEP SYS,CPF | 40 | YES
CLASS 4 (EPF LIQUID METERS)
NG.GBU.GBRG2.GS.V-5101 | NG.GBRG2.V-5101-51FT3010 | 24 | 8 | 00007 | A |  | 51FT3010,PRODUCTION SEPERATOR SYSTEMS | 37 | NG01 | GBRG2 |  | PCH |  | A |  | NG01 |  |  |  |  | O.NG.PAE.GBE.FAC.71300 |  |  |  |  | NG01 | GBU | GBUINST | NG01 |  | QMFM |  |  |  | 51FT3010,PRODUCTION SEPERATOR | [8 empty] | NUFLO TECHNOLOGIES |  | MC111 |  |  |  | MC2EXP21055 |  | EP_F_GENERAL | EP_F_PCE | 51FT3010,PRODUCTION SEPERATOR SYSTEMS | 37 | YES
NG.GBU.GBRG2.FG.V-6901 | NG.GBRG2.V-6901-69FT6100 | 24 | 8 | 00007 | A |  | 69FT6100,FLOW TRNSMITER, FUEL GAS | 34 | NG01 | GBRG2 |  | PCH |  | A |  | NG01 |  |  |  |  | O.NG.PAE.GBE.FAC.71300 |  |  |  |  | NG01 | GBU | GBUINST | NG01 |  | QMFM |  |  |  | 69FT6100,FLOW TRNSMITER, FUEL GAS | [8 empty] | NUFLO TECHNOLOGIES |  | MC111 |  |  |  | MC2EXP21441 |  | EP_F_GENERAL | EP_F_PCE | 69FT6100,FLOW TRNSMITER, FUEL GAS | 34 | YES
NG.GBU.GBRG2.GY.V-3101 | NG.GBRG2.V-3101-31FI4050 | 24 | 8 | 00007 | A |  | 31FI4050,JT SKID COLD SEPERATOR,GLYCOL | 38 | NG01 | GBRG2 |  | PCH |  | A |  | NG01 |  |  |  |  | O.NG.PAE.GBE.FAC.71300 |  |  |  |  | NG01 | GBU | GBUINST | NG01 |  | QMFM |  |  |  | 31FI4050,JT SKID COLD SEPERATOR,GLYCOL | [8 empty] | NUFLO TECHNOLOGIES |  | NUFLO TECHNOLOGIES |  |  |  | MC2EXP019490 |  | EP_F_GENERAL | EP_F_PCE | 31FI4050,JT SKID COLD SEPERATOR,GLYCOL | 38 | YES
NG.GBU.GBRG2.MS.A-4502 | NG.GBRG2.A-4502-45FT5950 | 24 | 8 | 00007 | A |  | 45FT5950,EXPORT LIQUID SKID,METERING SYS | 40 | NG01 | GBRG2 |  | PCH |  | A |  | NG01 |  |  |  |  | O.NG.PAE.GBE.FAC.71300 |  |  |  |  | NG01 | NG02 | GBUINST | NG01 |  | QMFM |  |  |  | 45FT5950,EXPORT LIQUID SKID,METERING SYS | [8 empty] | HOFFER FLOW CONTROLS |  | HIT-2A-3-X-C-X-FX-X | [5 empty] | EP_F_GENERAL | EP_F_PCE | 45FT5950,EXPORT LIQUID SKID,METERING SYS | 40 | YES
NG.GBU.GBRG2.MS.A-4502 | NG.GBRG2.A-4502-45FT5800 | 24 | 8 | 00007 | A |  | 45FT5950,EXPORT LIQUID SKID,METERING SYS | 40 | NG01 | GBRG2 |  | PCH |  | A |  | NG01 |  |  |  |  | O.NG.PAE.GBE.FAC.71300 |  |  |  |  | NG01 | GBU | GBUINST | NG01 |  | QMFM |  |  |  | 45FT5950,EXPORT LIQUID SKID,METERING SYS | [8 empty] | HOFFER FLOW CONTROLS |  | HIT-2A-3-X-C-X-FX-X | [5 empty] | EP_F_GENERAL | EP_F_PCE | 45FT5950,EXPORT LIQUID SKID,METERING SYS | 40 | YES
Note on G1: AJANI: Field not used.
Note on Q1: AJANI: Value defaults. Leave blank.
Note on W1: AJANI: Not used by the blueprint

## Floc Description
Field Name | SAP Table field | Field Length | Field Type |  | Mand Opt Default |  | Responsible Party
Example
Description
Functional Location number | TPLNR | 30 | CHAR | This is a functional location internal numbering | O
Functional Location Level |  | 2 | N | Level of current functional location. Only used for data preparation references. Not uploaded to SAP. | O
Function Location Str indicator | TPLKZ | 5 | N | The structure indicator of a functional location determines the structure of the functional location label. It establishes the following factor: 1) Number of hierarchy levels of a technical system. 2) Key length of the levels, 3) separators (Hyphens) | M
Func Loc Category | FLTYP | 1 | CHAR | The indicator that enables one to differentiate individual functional locations as they are used. Each location category required in the system is described using parameters. The number of functional location categories in a system depends on the number of parameter constellations required. | M
Class |  | 19 | CHAR | A class is a grouping of similar objects (in this case, functional location) according to common characteristics. This means, a class is a container of both, the characteristics relevant to a certain functional location and the respective functional location. Classes make it easier for you to find similar or identical functional locations in the system | M
Reference Functional Location | TRPNR | 30 | CHAR | Reference that can be used to create several functional locations of the same construction. | O
Superior Functional Location | TPLMA | 30 | CHAR | The superior functional location is the one which hierarchically directly above the functional location you are creating, changing or displaying. | O
Description | PLTXT | 40 | CHAR | Enter Functional Location Description | M
Maintenance Plant | SWERK | 4 | CHAR | Plant in which the technical objects of a company are installed. The planning responsibility for a maintenance plant is determined by a planning plant. Maintenance plants are allocated to planning plants | M/O
Asset Location | STORT | 10 | CHAR | Actual physical location of the technical object. Blueprint usage is for Station Code. | M
Room | MSGRP | 8 | CHAR | In this field you can designate a specific room for the asset. The field is used for informational purposes, and can be used as a sort criterion in reports (for example, the inventory list). Blueprint usage is for Default storage location | O
Plant Section | BEBER | 3 | CHAR | Machines or sets of machines, which are represented in the system as pieces of equipment or functional locations, are installed in plant sections. You indicate the place for which a maintenance task was requested with the plant section. You can establish a contact person for Plant Maintenance in Production using the plant section. Blueprint usage is for Responsible Asset Team | M
Work center | ARBPL | 8 | CHAR | An organizational unit that defines where and when an operation should be carried out. The work center has a particular available capacity. The activities performed at or by the work center are valuated by charge rates, which are determined by cost centers and activity types. Work centers can be: Machines, People, Production lines, or Groups of craftsmen | O
ABC indicator for Tech object | ABCKZ | 1 | CHAR | Indicator of Functional Location criticality. The ABC indicator of a Functional Location. Available Options are: | M
A: High
B: Medium
C: Low
Sort Field | EQFNR | 30 | CHAR | You can enter a company-specific sort term in this field for the technical object. You can also define a matchcode for the field. | O
Company code | BUKRS | 4 | CHAR | The smallest organization unit where a chat of account can be drawn within the SAP system. Default to'/' | D
Main asset no | ANLNR | 12 | CHAR | Object, a right or another item owned by the enterprise that is intended for long-term use, and can be individually identified in the balance sheet. | O
Asset sub number | ANLUN | 4 | CHAR | This is the number, which together with the main asset number uniquely identifies a fixed asset in Asset Accounting. Using the asset sub-number, you can: 1) Provide for separate management of later acquisitions to assets. 2) Represent complex fixed assets with their component parts. | O
Business area | GSBER | 4 | CHAR | Key identifying business area | O
Cost center | KOSTL | 10 | CHAR | Organizational unit within a controlling area that represents a defined location of cost incurrence. The definition can be based on Functional requirements, Allocation criteria, Physical location. | M/O
WBS Element | PROID | 24 | CHAR | Key identifying a WBS element. The entry in this field should be in character format for batch input purposes | M/O
Standing order number | DAUFN | 12 | CHAR | Number of the standing order through which settlement of all the maintenance tasks will take place that do not have an individual order. | O
Construction type material object | SUBMT | 18 | CHAR | Material number under which pieces of equipment of the same construction are grouped | O
Installation of Equipment allowed | IEQUI | 1 | CHAR | Indicator showing whether a piece of equipment may be installed at this functional location. Default value = 'X'. | M/O
Single equip inst'n at Func loc | EINZL | 1 | CHAR | Indicator that shows whether only a single piece of equipment or several pieces of equipment can be installed at a functional location at the same time. | O
Maintenance planning Plant | IWERK | 4 | CHAR | Plant in which maintenance tasks are planned and prepared. The maintenance tasks can relate to equipment and functional locations in you own or in other plants. Maintenance planning plants are regular plants that are indicated as maintenance planning plants in Customizing. Maintenance plants, which do not plan their own maintenance tasks, are allocated to the planning plants. Planning is carried out for the maintenance plants in the planning plants entered. | D
Planner group | INGRP | 3 | CHAR | The group of employees responsible for the planning and processing of maintenance tasks in a particular plant. | M
Main work center for Maint task | GEWRK | 8 | CHAR | Key, which uniquely identifies the main work center for this technical object. If the current technical object is being used as a reference object in a maintenance order, this work center will be proposed as the main work center in the order during internal processing. | M
Plant associated with main work center | WERGW | 4 | CHAR | Plant in which the main work center that has been entered is to be found | O
Catalog profile | RBNR | 9 | CHAR | Determines from a functional viewpoint which code groups can be used for a particular technical object. The catalog profile ensures that only appropriate codes can be used for a particular object, so that, for example, a problem that only occurs in the case of pumps cannot be used for a motor. | O
Tech object authorisation group | BEGRU | 4 | CHAR | Authorization group of a technical object in Plant maintenance. It is used to allocate the master record of the object to a group to which only certain users have access for processing the data. The users that have access authorization have the appropriate entry in their user master record. | O
Position in superior technical object | POSNR | 4 | CHAR | The position of the technical object in the superior technical object. The superior or subordinate technical object can be either a piece of equipment or a functional location. It can be used to display the position of the technical object in the structure display. If, in individual cases, you want to change the order in which they are sorted, you can do so by making an entry in the field Position | O
Settlement order | AUFNR | 12 | CHAR | Order, to which a maintenance order can be settled | O
Startup Date of tech object | DATAB | 10 | DATS | Enter start-up date of Functional Location. The format for the date is DD.MM.YYYY | O
Functional location label | STRNO | 40 | CHAR | The label is used to identify a functional location from a user's point of view. The functional location label can be changed where necessary. The system then automatically creates a labelling history and prevents historical labels from being reused without this first being checked. The labelling history also enables the interpretation of historical location labels in non-changeable documents outside the R/3 System. | M
Type of technical object | EQART | 10 | CHAR | Subdivision of a technical object for more exact description. Eg. Heavy goods vehicle, Automobile, Fork-lift truck. | O
Inventory Number | INVNR | 25 | CHAR | The number under which the technical object is stored in asset accounting. This field is allocated by blueprint for legacy number. | O
Gross weight | BRGEW | 17 | CHAR | Enter the weight of a Functional Location. May be useful in certain cases (load calculations, etc). To be investigated. | O
Weight unit | GEWEI | 3 | UNIT | Enter the weight of a Functional Location. May be useful in certain cases (load calculations, etc). To be investigated. | O
Size/dimension | GROES | 18 | CHAR | Enter the size and or dimensions of equipment. | O
Acquisition value | ANSWT | 17 | CHAR | Enter Functional Location Acquisition Value | O
Currency key | WAERS | 5 | CUKY | Enter Currency key | O
Acquisition date | ANSDT | 10 | DATS | Enter Functional Location Acquisition Value. The format for the date is DD.MM.YYYY | O
Manufacturer of asset | HERST | 30 | CHAR | The Manufacturer of the functional location | O
Country of manufacture | HERLD | 3 | CHAR | Enter Country of Origin of the Functional Location | O
Manufacturer model number | TYPBZ | 20 | CHAR | Enter Country of Origin of the Functional Location | O
Year of construction | BAUJJ | 4 | CHAR | Enter Construction Year of Functional Location. YYYY | O
Month of construction | BAUMM | 2 | CHAR | Enter Construction Month of Functional Location. MM | O
Manufacturer part number | MAPAR | 30 | CHAR | Enter Manufacturer Part Number. Free format | O
Manufacturer serial no | SERGE | 30 | CHAR | Enter Manufacturer Serial Number. Free format. | O

## Eqp template
Legacy Equipment No. | Equipment no. | New Functional Location | Description of technical object | LEN CHK | SAP equipment category | Date valid | Status Profile | Individual status of an object | Type of Technical Object | EQUIPMENT CLASS | Technical object authorization group | Weight of Object | Unit of weight | Size and dimension | Start-up date of Technical Object | Inventory no | Acquisition Value | Acquisition Currency | Acquisition Date | Manufacturer of asset | Country of Manufacture | Model number | Year of Construct | Month of Construct | Manuf Part No | Manuf Serial No | New Maintenance Plant | Sort field | Asset | Sub Asset | Company code | New Catalog Profile | Construction Type | Task list Usage | Material No. | Serial No. | Technical ID | Name in Location tab | Post Code in Location tab | Country | Long Text
25 | 18 | 40 | 40 |  | 1 | 10 |  | 4 | 10 |  | 4 | 13(3 Dec) | 3 | 18 | 10 | 25 | 13(3 Dec) | 5 | 10 | 30 | 3 | 20 | 4 | 2 | 30 | 30 | 4 |  | 12 | 4 | 4 | 9 |  |  | 18 | 18 |  |  |  |  | 70
BLANK | BLANK | MANDATORY | MANDATORY |  | BLANK | BLANK | BLANK | BLANK | MANDATORY |  | BLANK | OPTIONAL | OPTIONAL | OPTIONAL | BLANK | BLANK | OPTIONAL | OPTIONAL | OPTIONAL | MANDATORY | OPTIONAL | MANDATORY | OPTIONAL | OPTIONAL | OPTIONAL | MANDATORY | BLANK | BLANK | BLANK | BLANK | BLANK | BLANK | BLANK | BLANK | BLANK | BLANK | BLANK | BLANK | BLANK | BLANK | MANDATORY
[9 empty] | VASC | EP_VASC | NG10 |  |  | 1/2X1 NPT | [5 empty] | BROADY HULL-UK |  | 26001-CN-000 |  |  |  | PB41933 | NG01 |  |  |  | NG01 | CP_MEC405 | [8 empty] | BROADY HULL-UK 26001-CN-000, 1/2X1 NPT, RELIEF VALVE
[9 empty] | VASC | EP_VASC | NG10 |  |  | 1/2X1 NPT | [5 empty] | BROADY HULL-UK |  | 26001-CN-000 |  |  |  | PB41929 | NG01 |  |  |  | NG01 | CP_MEC405 | [8 empty] | BROADY HULL-UK 26001-CN-000, 1/2X1 NPT, RELIEF VALVE

## Eqp Description
Field Name | SAP Table field | Field Length | Field Type | Description | Mand Opt Default |  | Responsible Party
Example
Legacy Equipment No, |  | 25 | CHAR | Number by which equipment can be identified by the Legacy system. Not uploaded | O
Equipment no | EQUNR | 18 | CHAR | Number by which equipment can be identified (internally or system generated). | O
Description of technical object | SHTXT | 40 | CHAR | Component within a technical system, on which a maintenance task is to be performed | M
Class |  | 19 | CHAR | A class is a grouping of similar objects (in this case, equipment) according to common characteristics. This means, a class is a container of both, the characteristics relevant to a certain equipment and the respective equipment. | M
SAP equipment category | EQTYP | 1 | CHAR | Key for distinguishing individual equipment items according to their use in the SAP system e.g. machinery, device etc | M
Date valid | DATSL | 10 | DATS | This is a system-generated field, indicating the date of creation of an equipment record. The format for the date is DD.MM.YYYY and the system generated defaults is the current date but can be edited by the user. The field is used in analysing the results of equipment activation/de-activation, etc. | O
Individual status of an object | ETX04 | 4 | CHAR | This field indicates the current status of a user status | M
Type of Technical Object | EQART | 10 | CHAR | Field used as a means of consolidating classification information previously held in several legacy systems. Although available entries are the same as classes defined, there is no link established to the classification structure through the use of this field. Default is ISO equipment class + equipment type e.g. COCE for centrifugal compressors. | M
Technical object authorization group | BEGRU | 4 | CHAR | Authorization fields for technical objects | O
Weight of Object | BRGEW | 13(3 Dec) | QUAN | Enter the weight of a the Equipment, important in load calculations, lifting, transport, etc | O/M
Unit of weight | GEWEI | 3 | UNIT | Units of Measurement (UOM) are used to identify and quantify data stored within the SAP database. UOM are also relational within SAP – therefore the calculation ratio for interpreting kilos from grams is stored within UOM settings. SAP uses SI units of measure – this is the internationally recognised standard. | O/M
Size and dimension | GROES | 18 | CHAR | Enter size and dimension of equipment | M
Start-up date of Technical Object | INBDT | 10 | DATS | Enter start up date for Equipment. The format for the date is DD.MM.YYYY | M
Inventory no | INVNR | 25 | CHAR | The number under which the technical object is stored in asset accounting. This is field is used to store equipment legacy number which is crucial for mapping against other data entity | O
Acquisition Value | ANSWT | 13(3 Dec) | CURR | Enter Equipment Acquisition Value | M
Acquisition Currency | WAERS | 5 | CUKY | Enter Equipment Acquisition Currency | M
Acquisition Date | ANSDT | 10 | DATS | Enter Equipment Acquisition Date. The format for the date is DD.MM.YYYY | M
Manufacturer of asset | HERST | 30 | CHAR | Manufacturer of the Equipment | M
Country of Manufacture | HERLD | 3 | CHAR | Enter Country of Origin of the Equipment | M
Model number | TYPBZ | 20 | CHAR | Enter Manufacturer Model Number | M
Year of Construct | BAUJJ | 4 | CHAR | Enter Construction Year of Equipment. YYYY | M
Month of Construct | BAUMM | 2 | CHAR | Enter Construction Month of Equipment. MM | M
Manuf Part No | MAPAR | 30 | CHAR | Enter Manufacturer Part Number. Free format | M
Manuf Serial No | SERGE | 30 | CHAR | Enter Manufacturer Serial Number. Free format. | M
New Maintenance Plant | WARPL | 4 | CHAR | New Plant in which the technical objects of a company are installed. | M
Asset | ANLNR | 12 | CHAR | Object, a right or another item owned by the enterprise that is intended for long-term use, and can be individually identified in the balance sheet. | O
Sub Asset | ANLUN | 4 | CHAR | This is the number, which together with the main asset number uniquely identifies a fixed asset in Asset Accounting. Using the asset sub-number, you can: 1) Provide for separate management of later acquisitions to assets. 2) Represent complex fixed assets with their component parts. | O
Company code | BUKRS | 4 | CHAR | The smallest organisation unit where a chat of account can be drawn within the SAP system. | D
New Functional Location | TPLNR | 40 | CHAR | Element in a technical structure (for example a functional unit in the overall system). Pieces of equipment are installed at functional locations (installation/replacement of objects at a functional location). The times at which a piece of equipment is in use at a functional location are documented in chronological order. | M
New Catalog Profile | RBNR | 9 | CHAR | Determines from a functional viewpoint which code groups can be used for a particular technical object. The catalog profile ensures that only appropriate codes can be used for a particular object, so that, for example, a problem that only occurs in the case of pumps cannot be used for a motor. | M
Sort field | EQFNR | 30 | CHAR | You can enter a company-specific sort term in this field for the technical object. You can also define a matchcode for the field. | O
Material No. | MATNR | 18 | CHAR | Alphanumeric key uniquely identifying the material. This field is only utilise for movable equipments | O
Serial No. | SERNR | 18 | CHAR | Serial number of a serialized material. This field is only utilise for movable equipment | O