## Squirrel Stores Mat Withdrawal.
S/N | Material Description | Additional Specification | Manufacturer | Model Number | Part Number | QtyRequested | requestorName | requestorDepartment | requestorEmail | UOM | Unit Price2 | sapNumber | assetTeam | wareHouseLocation | workOderNo | deliveredTo | requestedFor | dateRequested | issuedTotalCost | Hub | requestorLineManager | investmentRecoveryApprover | QtyIssued | WBS | financeAdvisor | Company | OpeX/CapeX | Total Value
1 | STARTER MOTOR | RQ20000013 | CAT |  |  | 1 | john.udogu |  | john.udogu@shell.com | EA | 1867.23 | 1000798428 | SOKU | SOKU | 23075118 | 91827 | TO RESTORE FIRE WATER PUMP C | 2023-09-20 |  | Central East |  |  | 1 | O.NG.PBE.SKF.FAC.724FC | O.S.Akinjagunla@shell.com | SPDC | OpeX | 1867.23
2 | GAS DETECTOR | RQ28000048 | HONEYWELL |  |  | 1 | Abonne.Okpo |  | Abonne.Okpo@shell.com | EA | 14316 | 1000456312 | ANOH | TUNU | 30088057 | 70899 | Assa North Upstream Facility Instrumentation Works | 2023-09-21 |  | Land East |  |  | 1 | C.NG.ANO.DG.17.004.1230 | J.Ike@shell.com | SPDC | CapeX | 14316
3 | GAS DETECTOR | RQ28000048 | HONEYWELL |  |  | 1 | Abonne.Okpo |  | Abonne.Okpo@shell.com | EA | 8758.02 | 1000581219 | ANOH | TUNU | 30088057 | 70899 | Assa North Upstream Facility Instrumentation Works | 2023-09-21 |  | Land East |  |  | 1 | C.NG.ANO.DG.17.004.1230 | J.Ike@shell.com | SPDC | CapeX | 8758.02
4 | BELL MOUTH,204201164200,SULZ-PMP | RQ59000056 | SULZER PUMPS |  |  | 1 | Tombari.Ndo |  | Tombari.Ndo@shell.com | EA | 32288.2 | 1000351348 | FOT | FOT | 22748885 | 99050 | Water disposal P1101 overhaul | 2023-12-08 |  | Swamp West |  |  | 1 | O.NG.PTW.PTK.FAC.724FC | Priscillia.Oyegbeda@shell.com | SPDC | OpeX | 32288.2
5 | PUMP BOWL,204201162200,SULZ-PMP | RQ59000056 | SULZER PUMPS |  |  | 1 | Tombari.Ndo |  | Tombari.Ndo@shell.com | EA | 38101.86 | 1000351347 | FOT | FOT | 22748885 | 99050 | Water disposal P1101 overhaul | 2023-12-08 |  | Swamp West |  |  | 1 | O.NG.PTW.PTK.FAC.724FC | Priscillia.Oyegbeda@shell.com | SPDC | OpeX | 38101.86
6 | PUMP BOWL,204201163200,SULZ-PMP | RQ59000056 | SULZER PUMPS |  |  | 1 | Tombari.Ndo |  | Tombari.Ndo@shell.com | EA | 68215.43 | 1000351346 | FOT | FOT | 22748885 | 99050 | Water disposal P1101 overhaul | 2023-12-08 |  | Swamp West |  |  | 1 | O.NG.PTW.PTK.FAC.724FC | Priscillia.Oyegbeda@shell.com | SPDC | OpeX | 68215.43
7 | PUMP SHAFT,204201663200,SULZ-PMP | RQ59000056 | SULZER PUMPS |  |  | 1 | Tombari.Ndo |  | Tombari.Ndo@shell.com | EA | 50083.67 | 1000351350 | FOT | FOT | 22748885 | 99050 | Water disposal P1101 overhaul | 2023-12-08 |  | Swamp West |  |  | 1 | O.NG.PTW.PTK.FAC.724FC | Priscillia.Oyegbeda@shell.com | SPDC | OpeX | 50083.67
8 | TOP SHAFT,204201665200,SULZ-PMP | RQ59000056 | SULZER PUMPS |  |  | 1 | Tombari.Ndo |  | Tombari.Ndo@shell.com | EA | 29679.48 | 1000351351 | FOT | FOT | 22748885 | 99050 | Water disposal P1101 overhaul | 2023-12-08 |  | Swamp West |  |  | 1 | O.NG.PTW.PTK.FAC.724FC | Priscillia.Oyegbeda@shell.com | SPDC | OpeX | 29679.48
9 | RING GASKET | RQ69000052 |  |  |  | 4 | Emmanuel.Obumselu |  | Emmanuel.Obumselu@shell.com | EA | 134.64 | 1000064328 | OABP | WARRI | C.NG.PCW.DL.21.001.1230 | 71124 | OBELE 6T | 2023-11-30 |  | Land East |  |  | 4 | C.NG.PCW.DL.21.001.1230 | Adebowale.Adegbenro@shell.com | SPDC | CapeX | 538.56
10 | TEMPERATURE TRANSMITTER | RQ83000011 | YOKOGAWA | C2F902324 |  | 1 | Uche.Anyaogu |  | Uche.Anyaogu@shell.com | EA | 3218.45 | 1000831474 | SOKU | SOKU | 23115755 |  | To replace 45TIA004 | 2023-11-15 |  | Central East |  |  | 1 | O.NG.PBE.SKG.FAC.724FP | Babatunde.Banjo@shell.com | SPDC | OpeX | 3218.45
11 | POWER SUPPLY UNIT, | RQ83000051 | PHOENIX CONTACT |  |  | 1 | emmanuel.chima |  | emmanuel.chima@shell.com | EA | 685.98 | 1000872420 | OTUMARA | BONNY | 23132259 | 58113 | REPAIR OF FAULTY ESC NGC 220V/24VDC RECTIFIER | 2023-11-28 |  | Swamp West |  |  | 1 | O.NG.PWB.ECF.FAC.71300 | Francis.Igboerika@shell.com | SPDC | OpeX | 685.98
12 | OPEN PATH GAS DETECTOR RECEIVER | RQ94000049 |  |  |  | 1 | Abonne.Okpo |  | Abonne.Okpo@shell.com | EA | 13340.54 | 1000247799 | ANOH | WARRI | 30088057 | 55163 | Assa North Upstream Facility Instrumentation Works | 2023-11-21 |  | Land East |  |  | 1 | C.NG.ANO.DG.17.004.1230 | J.Ike@shell.com | SPDC | CapeX | 13340.54
13 | OPEN PATH GAS DETECTOR TRANSMITTER | RQ94000049 |  |  |  | 1 | Abonne.Okpo |  | Abonne.Okpo@shell.com | EA | 7231.14 | 1000247798 | ANOH | WARRI | 30088057 | 55163 | Assa North Upstream Facility Instrumentation Works | 2023-11-21 |  | Land East |  |  | 1 | C.NG.ANO.DG.17.004.1230 | J.Ike@shell.com | SPDC | CapeX | 7231.14
14 | CABLE LUG | RQ58000040 |  |  |  | 24 | Okechukwu.Agujioke |  | Okechukwu.Agujioke@shell.com | EA | 90.59 |  | ANOH |  | 30095616 |  | Cathodic Protection Termination Accessories | 2023-11-06 |  | Central East | Ogbonna, Kingsley |  | 24 | C.NG.ANO.DG.17.002.1230 | Mervyn.Ajimmy@shell.com | SPDC | CapeX | 2174.16
15 | SPW GASKET 2 X 2500# LBS PTFE INNER RING | RQ59000061 | FLEXITALLIC |  |  | 15 | Abonne.Okpo |  | Abonne.Okpo@shell.com | EA | 36.17 |  | ANOH |  | 30088057 |  | Assa North upstream piping works | 2023-12-28 |  | Central East | Ogbonna, Kingsley |  | 15 | C.NG.ANO.DG.17.004.1230 | J.Ike@shell.com | SPDC | CapeX | 542.55
16 | BOTTLE FUSE | RQ18000029 | LINDNER |  |  | 3 | Edemuvi.Ikuru |  | Edemuvi.Ikuru@shell.com | EA | 3.47 |  | BONNY |  | 23132596 |  | Rectify fault on Fume cupboard number 1 that failed on demand | 2023-10-25 |  | Central East | Yisa, Tairu |  | 3 | O.NG.PTE.TFT.FAC.724FC | odafe.agbiwe@shell.com | SPDC | OpeX | 10.41
17 | WATER PUMP | RQ34000027 | CUMMINS |  |  | 1 | Edemuvi.Ikuru |  | Edemuvi.Ikuru@shell.com | EA | 156.23 |  | BONNY |  | 23129811 |  | REPAIR RADIATOR LEAK OF SKID3 DIESEL GEN | 2023-10-19 |  | Central East | Yisa, Tairu |  | 1 | O.NG.PTE.TFT.FAC.724FC | nsibiet.ukpong@shell.com | SPDC | OpeX | 156.23
18 | PAPER GASKET | RQ43000031 |  |  |  | 3 | Goddey.Okposo |  | Goddey.Okposo@shell.com | EA | 766.23 |  | FOT |  | 23126121 |  | FOR SKIMMING PUMP OVERHAUL | 2023-10-27 |  | Swamp West | Robinson, Iniobong |  | 3 | O.NG.PTW.PTK.FAC.724FC | Priscillia.Uwagboe@shell.com | SPDC | OpeX | 2298.69
19 | PRO-LOCK CABLE, GREEN | RQ95000120 | PRO-LOCK |  |  | 25 | E.Efe |  | E.Efe@shell.com | EA | 52.26 | 1000871952 | FYIP |  | 30091057 |  | Installation at Yokri plant by FYIP | 2024-04-18 |  | Swamp West | Divine, Leonard |  | 25 | C.NG.PCW.DF.908.1230 | Augustus.Daddie@shell.com | SPDC | CapeX | 1306.5
20 | RING | RQ84000109 | CAT |  |  | 12 | emmanuel.deresoma |  | Emmanuel.Deresoma@shell.com | EA | 59.77 | 1001122453 | GBARAN |  | 23171505 |  | To repair Adibawa Community Generator | 2024-03-10 |  | Central East | Mohammed, Abdul |  | 12 | O.NG.PAE.ABF.FAC.724FC | Babatunde.Banjo@shell.com | SPDC | OpeX | 717.24
21 | CYLINDER LINER GASKET KIT | RQ86000099 | CAT |  |  | 3 | emmanuel.deresoma |  | Emmanuel.Deresoma@shell.com | EA | 58.06 | 1000447835 | GBARAN |  | 23171505 |  | To repair Adibawa Community Generator | 2024-03-09 |  | Central East | Mohammed, Abdul |  | 3 | O.NG.PAE.ABF.FAC.724FC | Babatunde.Banjo@shell.com | SPDC | OpeX | 174.18
22 | EXHAUST VALVE GUIDE | RQ91000106 | CAT |  |  | 24 | emmanuel.deresoma |  | Emmanuel.Deresoma@shell.com | EA | 17.75 | 1001109502 | GBARAN |  | 23171505 |  | To repair Adibawa Community Generator | 2024-03-10 |  | Central East | Mohammed, Abdul |  | 24 | O.NG.PAE.ABF.FAC.724FC | Babatunde.Banjo@shell.com | SPDC | OpeX | 426
23 | EARTH CABLE | RQ20000028 | PROTODOUR |  |  | 500 | sylvanus.negbe |  | sylvanus.negbe@shell.com | EA | 2.33 |  | NORTHBANK |  | 23106401 |  | Remedial work on Earthing and bonding to close SCE action items. | 2023-10-21 |  | Swamp West | Ude, John Raphael |  | 500 | O.NG.PCW.SBF.FAC | Francis.Igboerika@shell.com | SPDC | OpeX | 1165
24 | 4 X 600 spw gasket | RQ28000006 |  |  |  | 1 | Mba.Ben |  | Mba.Ben@shell.com | EA | 177.16 | 1000327703 | OABP |  | 1234578 |  | Gbaran Gas Cap Blowdown Project Well 18 | 2023-09-14 |  | Central East | Oraka, Uchenna |  | 1 | CW593837 | eberechi.ebeze@shell.com | SPDC | CapeX | 177.16
25 | 6 X 600 spw gasket | RQ30000009 |  |  |  | 1 | Mba.Ben |  | Mba.Ben@shell.com | EA | 198.02 | 1000327704 | OABP |  | 12345678 |  | GBARAN GAS CAP BLOWDOWN PROJECT: - WELL 18 | 2023-09-14 |  | Central East | Oraka, Uchenna |  | 1 | CW593837 | eberechi.ebeze@shell.com | SPDC | CapeX | 198.02
26 | 6 sch 80 90 elbow | RQ35000008 |  |  |  | 1 | Mba.Ben |  | Mba.Ben@shell.com | EA | 59.11 | 1000052893 | OABP |  | 12345678 |  | Gbaran Gas Cap Project: - Well 18 | 2023-09-14 |  | Central East | Oraka, Uchenna |  | 1 | CW593837 | eberechi.ebeze@shell.com | SPDC | CapeX | 59.11
27 | 4 sch 80 90 elbow | RQ42000005 |  |  |  | 5 | Othuke.Okpokoro |  | Mba.Ben@shell.com | EA | 48.57 | 1000052888 | OABP |  | 123456 |  | GBARAN GAS CAP BLOWDOWN PROJECT: - WELL 18 | 2023-09-14 |  | Central East | Oraka, Uchenna |  | 5 | CW593837 | Othuke.Okpokoro@shell.com | SPDC | CapeX | 242.85
28 | 6 X 600 Spec blind | RQ60000007 |  |  |  | 2 | Mba.Ben |  | Mba.Ben@shell.com | EA | 556.46 | 1000058744 | OABP |  | 12345678 |  | Gbaran Gas Cap Blowdown Project Well 18 | 2023-09-14 |  | Central East | Oraka, Uchenna |  | 2 | CW593837 | eberechi.ebeze@shell.com | SPDC | CapeX | 1112.92
29 | PRESSURE TRANSMITTER | RQ80000024 |  |  |  | 2 | Chiko.C.Ayanugo |  | Chiko.C.Ayanugo@shell.com | EA | 3576.86 |  | OABP |  | 30091440 |  | NTB project | 2023-10-10 |  | Swamp West | Sagbe, Seprebo |  | 2 | C.NG.PBE.IM.23.001.1230. | Adebowale.Adegbenro@shell.com | SPDC | CapeX | 7153.72
30 | BALL VALVE 2" X 600 RF, SS, FB | RQ89000079 |  |  |  | 1 | Nnenna.N.Awaibe |  | Nnenna.N.Awaibe@shell.com | EA | 1680.53 | 1000074112 | PIPELINE |  | 23163269 |  | Valve Installation on the 24'' TEP at Yokri | 2024-02-09 |  | Swamp West | Oweh, Anacletus |  | 1 | O.NG.PPW.PIP.TEP.724FC | Ifeyinwa.Onyeike@shell.com | SPDC | OpeX | 1680.53
31 | SPW GASKET INNER RING | RQ89000079 | NOVUS |  |  | 10 | Nnenna.N.Awaibe |  | Nnenna.N.Awaibe@shell.com | EA | 31.69 | 1000064412 | PIPELINE |  | 23163269 |  | Valve Installation on the 24'' TEP at Yokri | 2024-02-09 |  | Swamp West | Oweh, Anacletus |  | 10 | O.NG.PPW.PIP.TEP.724FC | Ifeyinwa.Onyeike@shell.com | SPDC | OpeX | 316.9
32 | WELDNECK FLANGE 2X600, SCH160 | RQ89000079 |  |  |  | 1 | Nnenna.N.Awaibe |  | Nnenna.N.Awaibe@shell.com | EA | 145.13 | 1000056556 | PIPELINE |  | 23163269 |  | Valve Installation on the 24'' TEP at Yokri | 2024-02-09 |  | Swamp West | Oweh, Anacletus |  | 1 | O.NG.PPW.PIP.TEP.724FC | Ifeyinwa.Onyeike@shell.com | SPDC | OpeX | 145.13
33 | CON RED 24 X 18 SCH40 CS | RQ96000066 |  |  |  | 1 | Nnenna.N.Awaibe |  | Nnenna.N.Awaibe@shell.com | EA | 638.42 |  | PIPELINE |  | 23108224 |  | 20'' BRAREL MODIFICATION ON THE 20'' TEP AT ESCRAVOS | 2024-01-16 |  | Swamp West | Oweh, Anacletus |  | 1 | O.NG.PPW.PIP.TEP.724FC | Ifeyinwa.Onyeike@shell.com | SPDC | OpeX | 638.42
34 | TIMER RELAY | RQ89000063 | FOXTAM CONTROLS |  |  | 2 | Benjamin.Ejenake |  | Benjamin.Ejenake@shell.com | EA | 41.56 |  | SOKU |  | 23154770 |  | Fault rectification of cooler motor | 2024-01-08 |  | Central East | Ekpoh, Nsikak |  | 2 | O.NG.PBE.SKG.FAC.724FP | D.Okunmuyide@shell.com | SPDC | OpeX | 83.12
35 | DIFFERENTIAL PRESSURE TRANSMITTER (WITH COMPLETE KIT) | RQ89000065 | YOKOGAWA |  |  | 2 | Uche.Anyaogu |  | Uche.Anyaogu@shell.com | EA | 8630.24 |  | SOKU |  | 23066691 |  | To closeout metering issues | 2024-01-12 |  | Central East | Ekpoh, Nsikak |  | 2 | O.NG.PBE.SKG.FAC.724FP | Babatunde.Banjo@shell.com | SPDC | OpeX | 17260.48
36 | STUD BOLT + NUTS 2 X 470mm | RQ23000043 |  |  |  | 10 | Miebi.Borgu |  | Miebi.Borgu@shell.com | EA | 51.85 |  | SOKU |  | 23117328 |  | TAM activity | 2023-11-07 |  | Central East | Akinjagunla, Oluwashina |  | 10 | 11245 | andrew.okiomah@shell.com | SPDC | OpeX | 518.5
37 | TUBING 1/4 SS | RQ23000043 |  |  |  | 2 | Miebi.Borgu |  | Miebi.Borgu@shell.com | EA | 28.42 |  | SOKU |  | 23117328 |  | TAM activity | 2023-11-07 |  | Central East | Akinjagunla, Oluwashina |  | 2 | 11245 | andrew.okiomah@shell.com | SPDC | OpeX | 56.84
38 | BOTTLE FUSE 2A | RQ53000033 |  |  |  | 10 | john.udogu |  | john.udogu@shell.com | EA | 3.19 |  | SOKU |  | 23128505 |  | TAM | 2023-10-28 |  | Central East | Ekpoh, Nsikak |  | 10 | O.NG.PBE.SKG.FAC.724FP | a.onyenagbagha@shell.com | SPDC | OpeX | 31.9
39 | BOTTLE FUSE 2A | RQ53000033 |  |  |  | 10 | john.udogu |  | john.udogu@shell.com | EA | 3.19 |  | SOKU |  | 23128505 |  | TAM | 2023-10-28 |  | Central East | Ekpoh, Nsikak |  | 10 | O.NG.PBE.SKG.FAC.724FP | a.onyenagbagha@shell.com | SPDC | OpeX | 31.9
40 | SPW GASKET 20 X 1500# DUPLEX INNER RING | RQ55000038 | FLEXITALLIC |  |  | 6 | Miebi.Borgu |  | Miebi.Borgu@shell.com | EA | 102.91 |  | SOKU |  | 23117328 |  | TAM activities | 2023-11-05 |  | Central East | Akinjagunla, Oluwashina |  | 6 | 11265 | andrew.okiomah@shell.com | SPDC | OpeX | 617.46
41 | SPW GASKET 6 X 300# | RQ82000042 |  |  |  | 1 | Miebi.Borgu |  | Miebi.Borgu@shell.com | EA | 53.06 |  | SOKU |  | 23117328 |  | TAM activity | 2023-11-07 |  | Central East | Akinjagunla, Oluwashina |  | 1 | 11267 | Uma.Kalu@shell.com | SPDC | OpeX | 53.06
42 | SPW GASKET 16 X 1500# DUPLEX INNER RING | RQ93000039 | FLEXITALLIC |  |  | 4 | Miebi.Borgu |  | Miebi.Borgu@shell.com | EA | 102.91 |  | SOKU |  | 23117328 |  | TAM activity | 2023-11-06 |  | Central East | Akinjagunla, Oluwashina |  | 4 | 11267 | andrew.okiomah@shell.com | SPDC | OpeX | 411.64
43 | SPW GASKET 16 X 900# PTFE INNER RING | RQ93000039 | FLEXITALLIC |  |  | 1 | Miebi.Borgu |  | Miebi.Borgu@shell.com | EA | 102.91 |  | SOKU |  | 23117328 |  | TAM activity | 2023-11-06 |  | Central East | Akinjagunla, Oluwashina |  | 1 | 11267 | andrew.okiomah@shell.com | SPDC | OpeX | 102.91
44 | SPW GASKET 8 X 1500# DUPLEX | RQ93000039 | FLEXTALLIC |  |  | 1 | Miebi.Borgu |  | Miebi.Borgu@shell.com | EA | 54.03 |  | SOKU |  | 23117328 |  | TAM activity | 2023-11-06 |  | Central East | Akinjagunla, Oluwashina |  | 1 | 11267 | andrew.okiomah@shell.com | SPDC | OpeX | 54.03
45 | BREATHER GROUP | RQ98000035 | CAT |  |  | 1 | Kenneth.Ikede |  | Kenneth.Ikede@shell.com | EA | 91.15 |  | SOKU |  | 23126569 |  | Engine servicing | 2023-10-30 |  | Central East | Ekpoh, Nsikak |  | 1 | O.NG.PBE.SKG.FAC | Babatunde.Banjo@shell.com | SPDC | OpeX | 91.15
46 | HEAVYWALL BEARINGS | RQ88000089 | WAUKESHA |  |  | 5 | David.Eludu |  | David.Eludu@shell.com | EA | 209.24 | 1001162314 | TUNU |  | 23170219 |  | Corrective maintenance on Ogbotobo booster compressor 2 | 2024-03-08 |  | Swamp West | Otobo, Didi |  | 5 | O.NG.PCW.TNG.FAC.724FP | Ehinomen.Bebo@shell.com | SPDC | OpeX | 1046.2
47 | TOOL BOX,CANTILEVER,BETATOOL,2120L-VU/4 | RQ84000082 | BETA TOOLS |  |  | 1 | Erezi.Okpise |  | Erezi.Okpise@shell.com | EA | 1173 | 1002513289 | NUNR |  | 23164794 |  | Nun-River maintenance and operations activity | 2024-02-16 |  | Central East | Okolo, Nelson |  | 1 | O.NG.PBE.NUF.FAC.724FC | Adewale.Adediran@shell.com | SPDC | OpeX | 1173
48 | SCREW DRIVER | RQ84000082 | BETA |  |  | 1 | Erezi.Okpise |  | Erezi.Okpise@shell.com | EA | 101.5 | 1002513288 | NUNR |  | 23164794 |  | Nun-River maintenance and operations activity | 2024-02-16 |  | Central East | Okolo, Nelson |  | 1 | O.NG.PBE.NUF.FAC.724FC | Adewale.Adediran@shell.com | SPDC | OpeX | 101.5
49 | SCREWDRIVER,BETATOOL,1279MQ/S4 | RQ84000082 | BETA TOOLS |  |  | 2 | Erezi.Okpise |  | Erezi.Okpise@shell.com | EA | 49.5 | 1002513287 | NUNR |  | 23164794 |  | Nun-River maintenance and operations activity | 2024-02-16 |  | Central East | Okolo, Nelson |  | 2 | O.NG.PBE.NUF.FAC.724FC | Adewale.Adediran@shell.com | SPDC | OpeX | 99
50 | STAR SCREW DRIVER SET | RQ84000082 | BETA |  |  | 1 | Erezi.Okpise |  | Erezi.Okpise@shell.com | EA | 49.5 | 1002513287 | NUNR |  | 23164794 |  | Nun-River maintenance and operations activity | 2024-02-16 |  | Central East | Okolo, Nelson |  | 1 | O.NG.PBE.NUF.FAC.724FC | Adewale.Adediran@shell.com | SPDC | OpeX | 49.5
51 | RING SPANNER | RQ84000082 | BETA |  |  | 1 | Erezi.Okpise |  | Erezi.Okpise@shell.com | EA | 37.5 | 1002513285 | NUNR |  | 23164794 |  | Nun-River maintenance and operations activity | 2024-02-16 |  | Central East | Okolo, Nelson |  | 1 | O.NG.PBE.NUF.FAC.724FC | Adewale.Adediran@shell.com | SPDC | OpeX | 37.5
52 | WRENCH SINGLE RING | RQ84000082 | BETA |  |  | 1 | Erezi.Okpise |  | Erezi.Okpise@shell.com | EA | 37.5 | 1002513285 | NUNR |  | 23164794 |  | Nun-River maintenance and operations activity | 2024-02-16 |  | Central East | Okolo, Nelson |  | 1 | O.NG.PBE.NUF.FAC.724FC | Adewale.Adediran@shell.com | SPDC | OpeX | 37.5
53 | WRENCH,SINGLE RING,BETATOOL,89MQ 10 | RQ84000082 | BETA TOOLS |  |  | 1 | Erezi.Okpise |  | Erezi.Okpise@shell.com | EA | 37.5 | 1002513285 | NUNR |  | 23164794 |  | Nun-River maintenance and operations activity | 2024-02-16 |  | Central East | Okolo, Nelson |  | 1 | O.NG.PBE.NUF.FAC.724FC | Adewale.Adediran@shell.com | SPDC | OpeX | 37.5
54 | NIPPER CUTTING | RQ84000082 | BETA |  |  | 1 | Erezi.Okpise |  | Erezi.Okpise@shell.com | EA | 58.5 | 1002513283 | NUNR |  | 23164794 |  | Nun-River maintenance and operations activity | 2024-02-16 |  | Central East | Okolo, Nelson |  | 1 | O.NG.PBE.NUF.FAC.724FC | Adewale.Adediran@shell.com | SPDC | OpeX | 58.5
55 | NIPPER,CUTTING,BETATOOL,1084MQ 200 | RQ84000082 | BETA TOOLS |  |  | 1 | Erezi.Okpise |  | Erezi.Okpise@shell.com | EA | 58.5 | 1002513283 | NUNR |  | 23164794 |  | Nun-River maintenance and operations activity | 2024-02-16 |  | Central East | Okolo, Nelson |  | 1 | O.NG.PBE.NUF.FAC.724FC | Adewale.Adediran@shell.com | SPDC | OpeX | 58.5
56 | PLIER,COMBINATION,BETATOOL,1150MQ 220 | RQ84000082 | BETA TOOLS |  |  | 1 | Erezi.Okpise |  | Erezi.Okpise@shell.com | EA | 50.5 | 1002513281 | NUNR |  | 23164794 |  | Nun-River maintenance and operations activity | 2024-02-16 |  | Central East | Okolo, Nelson |  | 1 | O.NG.PBE.NUF.FAC.724FC | Adewale.Adediran@shell.com | SPDC | OpeX | 50.5
57 | PLIER FLAT NOSE | RQ84000082 | BETA |  |  | 1 | Erezi.Okpise |  | Erezi.Okpise@shell.com | EA | 50.5 | 1002513279 | NUNR |  | 23164794 |  | Nun-River maintenance and operations activity | 2024-02-16 |  | Central East | Okolo, Nelson |  | 1 | O.NG.PBE.NUF.FAC.724FC | Adewale.Adediran@shell.com | SPDC | OpeX | 50.5
58 | PLIER,FLAT NOSE,BETATOOL,1164MQ 200 | RQ84000082 | BETA TOOLS |  |  | 1 | Erezi.Okpise |  | Erezi.Okpise@shell.com | EA | 50.5 | 1002513279 | NUNR |  | 23164794 |  | Nun-River maintenance and operations activity | 2024-02-16 |  | Central East | Okolo, Nelson |  | 1 | O.NG.PBE.NUF.FAC.724FC | Adewale.Adediran@shell.com | SPDC | OpeX | 50.5
59 | WRENCH,ADJUSTABLE,BETATOOL,110MQ 250 | RQ84000082 | BETA TOOLS |  |  | 1 | Erezi.Okpise |  | Erezi.Okpise@shell.com | EA | 87.5 | 1002513278 | NUNR |  | 23164794 |  | Nun-River maintenance and operations activity | 2024-02-16 |  | Central East | Okolo, Nelson |  | 1 | O.NG.PBE.NUF.FAC.724FC | Adewale.Adediran@shell.com | SPDC | OpeX | 87.5
60 | KNIFE CABLE STRIPPING | RQ84000082 | BETA |  |  | 1 | Erezi.Okpise |  | Erezi.Okpise@shell.com | EA | 34 | 1002513277 | NUNR |  | 23164794 |  | Nun-River maintenance and operations activity | 2024-02-16 |  | Central East | Okolo, Nelson |  | 1 | O.NG.PBE.NUF.FAC.724FC | Adewale.Adediran@shell.com | SPDC | OpeX | 34
61 | KNIFE,CABLE STRIPPING | RQ84000082 | BETA |  |  | 1 | Erezi.Okpise |  | Erezi.Okpise@shell.com | EA | 34 | 1002513277 | NUNR |  | 23164794 |  | Nun-River maintenance and operations activity | 2024-02-16 |  | Central East | Okolo, Nelson |  | 1 | O.NG.PBE.NUF.FAC.724FC | Adewale.Adediran@shell.com | SPDC | OpeX | 34
62 | KNIFE,CABLE STRIPPING,BETATOOL,1777MQ/C | RQ84000082 | BETA TOOLS |  |  | 1 | Erezi.Okpise |  | Erezi.Okpise@shell.com | EA | 34 | 1002513277 | NUNR |  | 23164794 |  | Nun-River maintenance and operations activity | 2024-02-16 |  | Central East | Okolo, Nelson |  | 1 | O.NG.PBE.NUF.FAC.724FC | Adewale.Adediran@shell.com | SPDC | OpeX | 34
63 | KEY WRENCH,BETATOOL,96LC/SC12-750g | RQ84000082 | BETA TOOLS |  |  | 2 | Erezi.Okpise |  | Erezi.Okpise@shell.com | EA | 41 | 1002513276 | NUNR |  | 23164794 |  | Nun-River maintenance and operations activity | 2024-02-16 |  | Central East | Okolo, Nelson |  | 2 | O.NG.PBE.NUF.FAC.724FC | Adewale.Adediran@shell.com | SPDC | OpeX | 82
64 | KEY WRENCH,OFFSET,BETATOOL,97TX/SC8 | RQ84000082 | BETA TOOLS |  |  | 1 | Erezi.Okpise |  | Erezi.Okpise@shell.com | EA | 63.5 | 1002513275 | NUNR |  | 23164794 |  | Nun-River maintenance and operations activity | 2024-02-16 |  | Central East | Okolo, Nelson |  | 1 | O.NG.PBE.NUF.FAC.724FC | Adewale.Adediran@shell.com | SPDC | OpeX | 63.5
65 | SOLDERING IRON,BETATOOL,1814M 30 | RQ84000082 | BETA TOOLS |  |  | 1 | Erezi.Okpise |  | Erezi.Okpise@shell.com | EA | 58.5 | 1002513274 | NUNR |  | 23164794 |  | Nun-River maintenance and operations activity | 2024-02-16 |  | Central East | Okolo, Nelson |  | 1 | O.NG.PBE.NUF.FAC.724FC | Adewale.Adediran@shell.com | SPDC | OpeX | 58.5
66 | WIRE,SOLDER,BETATOOL,1825B,1mm² | RQ84000082 | BETA TOOLS |  |  | 1 | Erezi.Okpise |  | Erezi.Okpise@shell.com | EA | 58 | 1002513273 | NUNR |  | 23164794 |  | Nun-River maintenance and operations activity | 2024-02-16 |  | Central East | Okolo, Nelson |  | 1 | O.NG.PBE.NUF.FAC.724FC | Adewale.Adediran@shell.com | SPDC | OpeX | 58
67 | PIPE,DISSOLDERING,BETATOOL,1830T,190mm | RQ84000082 | BETA TOOLS |  |  | 1 | Erezi.Okpise |  | Erezi.Okpise@shell.com | EA | 14 | 1002513272 | NUNR |  | 23164794 |  | Nun-River maintenance and operations activity | 2024-02-16 |  | Central East | Okolo, Nelson |  | 1 | O.NG.PBE.NUF.FAC.724FC | Adewale.Adediran@shell.com | SPDC | OpeX | 14
68 | PEN LIGHT,BETATOOL,1838P | RQ84000082 | BETA TOOLS |  |  | 1 | Erezi.Okpise |  | Erezi.Okpise@shell.com | EA | 71.5 | 1002513240 | NUNR |  | 23164794 |  | Nun-River maintenance and operations activity | 2024-02-16 |  | Central East | Okolo, Nelson |  | 1 | O.NG.PBE.NUF.FAC.724FC | Adewale.Adediran@shell.com | SPDC | OpeX | 71.5
69 | WRENCH,ADJUSTABLE,BETATOOL,111 450-2043g | RQ84000082 | BETA TOOLS |  |  | 1 | Erezi.Okpise |  | Erezi.Okpise@shell.com | EA | 149.5 | 1002513235 | NUNR |  | 23164794 |  | Nun-River maintenance and operations activity | 2024-02-16 |  | Central East | Okolo, Nelson |  | 1 | O.NG.PBE.NUF.FAC.724FC | Adewale.Adediran@shell.com | SPDC | OpeX | 149.5
70 | PLIER,COMBINATION,BETATOOL,1150BM200310g | RQ84000082 | BETA TOOLS |  |  | 1 | Erezi.Okpise |  | Erezi.Okpise@shell.com | EA | 31 | 1002513223 | NUNR |  | 23164794 |  | Nun-River maintenance and operations activity | 2024-02-16 |  | Central East | Okolo, Nelson |  | 1 | O.NG.PBE.NUF.FAC.724FC | Adewale.Adediran@shell.com | SPDC | OpeX | 31
71 | PLIER,CIRCLIP,BETATOOL,T140 | RQ84000082 | BETA TOOLS |  |  | 1 | Erezi.Okpise |  | Erezi.Okpise@shell.com | EA | 206.5 | 1002513222 | NUNR |  | 23164794 |  | Nun-River maintenance and operations activity | 2024-02-16 |  | Central East | Okolo, Nelson |  | 1 | O.NG.PBE.NUF.FAC.724FC | Adewale.Adediran@shell.com | SPDC | OpeX | 206.5
72 | PLIER RIVETING | RQ84000082 | BETA |  |  | 1 | Erezi.Okpise |  | Erezi.Okpise@shell.com | EA | 251 | 1002513219 | NUNR |  | 23164794 |  | Nun-River maintenance and operations activity | 2024-02-16 |  | Central East | Okolo, Nelson |  | 1 | O.NG.PBE.NUF.FAC.724FC | Adewale.Adediran@shell.com | SPDC | OpeX | 251
73 | PLIER,RIVETING,BETATOOL,1742/C4 | RQ84000082 | BETA TOOLS |  |  | 1 | Erezi.Okpise |  | Erezi.Okpise@shell.com | EA | 251 | 1002513219 | NUNR |  | 23164794 |  | Nun-River maintenance and operations activity | 2024-02-16 |  | Central East | Okolo, Nelson |  | 1 | O.NG.PBE.NUF.FAC.724FC | Adewale.Adediran@shell.com | SPDC | OpeX | 251
74 | PULLER REVERSIBLE | RQ84000082 | BETA |  |  | 1 | Erezi.Okpise |  | Erezi.Okpise@shell.com | EA | 72.5 | 1002513216 | NUNR |  | 23164794 |  | Nun-River maintenance and operations activity | 2024-02-16 |  | Central East | Okolo, Nelson |  | 1 | O.NG.PBE.NUF.FAC.724FC | Adewale.Adediran@shell.com | SPDC | OpeX | 72.5
75 | PULLER,REVERSIBLE,BETATOOL,1520/1,135mm | RQ84000082 | BETA TOOLS |  |  | 1 | Erezi.Okpise |  | Erezi.Okpise@shell.com | EA | 72.5 | 1002513216 | NUNR |  | 23164794 |  | Nun-River maintenance and operations activity | 2024-02-16 |  | Central East | Okolo, Nelson |  | 1 | O.NG.PBE.NUF.FAC.724FC | Adewale.Adediran@shell.com | SPDC | OpeX | 72.5
76 | DIAL INDICATOR,DIGITAL,BETATOOL,1662DGTA | RQ84000082 | BETA TOOLS |  |  | 1 | Erezi.Okpise |  | Erezi.Okpise@shell.com | EA | 257 | 1002513215 | NUNR |  | 23164794 |  | Nun-River maintenance and operations activity | 2024-02-16 |  | Central East | Okolo, Nelson |  | 1 | O.NG.PBE.NUF.FAC.724FC | Adewale.Adediran@shell.com | SPDC | OpeX | 257
77 | MAGNETIC BASE,ROTATING,BETATOOL,1662SP2 | RQ84000082 | BETA TOOLS |  |  | 1 | Erezi.Okpise |  | Erezi.Okpise@shell.com | EA | 127.5 | 1002513214 | NUNR |  | 23164794 |  | Nun-River maintenance and operations activity | 2024-02-16 |  | Central East | Okolo, Nelson |  | 1 | O.NG.PBE.NUF.FAC.724FC | Adewale.Adediran@shell.com | SPDC | OpeX | 127.5
78 | TACHOMETER,DIGITAL,BETATOOL,1760TC2230mm | RQ84000082 | BETA TOOLS |  |  | 1 | Erezi.Okpise |  | Erezi.Okpise@shell.com | EA | 213 | 1002513213 | NUNR |  | 23164794 |  | Nun-River maintenance and operations activity | 2024-02-16 |  | Central East | Okolo, Nelson |  | 1 | O.NG.PBE.NUF.FAC.724FC | Adewale.Adediran@shell.com | SPDC | OpeX | 213
79 | MULTIPLIER TORQUE | RQ84000082 | BETA |  |  | 1 | Erezi.Okpise |  | Erezi.Okpise@shell.com | EA | 6670 | 1002513211 | NUNR |  | 23164794 |  | Nun-River maintenance and operations activity | 2024-02-16 |  | Central East | Okolo, Nelson |  | 1 | O.NG.PBE.NUF.FAC.724FC | Adewale.Adediran@shell.com | SPDC | OpeX | 6670
80 | MULTIPLIER,TORQUE,BETATOOL,565/4R | RQ84000082 | BETA TOOLS |  |  | 1 | Erezi.Okpise |  | Erezi.Okpise@shell.com | EA | 6670 | 1002513211 | NUNR |  | 23164794 |  | Nun-River maintenance and operations activity | 2024-02-16 |  | Central East | Okolo, Nelson |  | 1 | O.NG.PBE.NUF.FAC.724FC | Adewale.Adediran@shell.com | SPDC | OpeX | 6670
81 | CALIPER,VERNIER,BETATOOL,1654DGT-410mm | RQ84000082 | BETA TOOLS |  |  | 1 | Erezi.Okpise |  | Erezi.Okpise@shell.com | EA | 608 | 1002513210 | NUNR |  | 23164794 |  | Nun-River maintenance and operations activity | 2024-02-16 |  | Central East | Okolo, Nelson |  | 1 | O.NG.PBE.NUF.FAC.724FC | Adewale.Adediran@shell.com | SPDC | OpeX | 608
82 | LAMP,UV,BETATOOL,1838UV,WHITE,3h | RQ84000082 | BETA TOOLS |  |  | 1 | Erezi.Okpise |  | Erezi.Okpise@shell.com | EA | 139 | 1002513208 | NUNR |  | 23164794 |  | Nun-River maintenance and operations activity | 2024-02-16 |  | Central East | Okolo, Nelson |  | 1 | O.NG.PBE.NUF.FAC.724FC | Adewale.Adediran@shell.com | SPDC | OpeX | 139
83 | SOCKET,HEXAGONAL,BETATOOL,900/C39,1/4in | RQ84000082 | BETA TOOLS |  |  | 1 | Erezi.Okpise |  | Erezi.Okpise@shell.com | EA | 186.5 | 1002513207 | NUNR |  | 23164794 |  | Nun-River maintenance and operations activity | 2024-02-16 |  | Central East | Okolo, Nelson |  | 1 | O.NG.PBE.NUF.FAC.724FC | Adewale.Adediran@shell.com | SPDC | OpeX | 186.5
84 | SCISSOR | RQ84000082 | BETA |  |  | 1 | Erezi.Okpise |  | Erezi.Okpise@shell.com | EA | 45.5 | 1002513206 | NUNR |  | 23164794 |  | Nun-River maintenance and operations activity | 2024-02-16 |  | Central East | Okolo, Nelson |  | 1 | O.NG.PBE.NUF.FAC.724FC | Adewale.Adediran@shell.com | SPDC | OpeX | 45.5
85 | SCISSOR,BETATOOL,1128MQ,145mm | RQ84000082 | BETA TOOLS |  |  | 1 | Erezi.Okpise |  | Erezi.Okpise@shell.com | EA | 45.5 | 1002513206 | NUNR |  | 23164794 |  | Nun-River maintenance and operations activity | 2024-02-16 |  | Central East | Okolo, Nelson |  | 1 | O.NG.PBE.NUF.FAC.724FC | Adewale.Adediran@shell.com | SPDC | OpeX | 45.5
86 | SOCKET SET | RQ84000082 | BETA |  |  | 1 | Erezi.Okpise |  | Erezi.Okpise@shell.com | EA | 173 | 1002513203 | NUNR |  | 23164794 |  | Nun-River maintenance and operations activity | 2024-02-16 |  | Central East | Okolo, Nelson |  | 1 | O.NG.PBE.NUF.FAC.724FC | Adewale.Adediran@shell.com | SPDC | OpeX | 173
87 | SOCKET SET,BETATOOL,920PE/C10,1/2in | RQ84000082 | BETA TOOLS |  |  | 1 | Erezi.Okpise |  | Erezi.Okpise@shell.com | EA | 173 | 1002513203 | NUNR |  | 23164794 |  | Nun-River maintenance and operations activity | 2024-02-16 |  | Central East | Okolo, Nelson |  | 1 | O.NG.PBE.NUF.FAC.724FC | Adewale.Adediran@shell.com | SPDC | OpeX | 173
88 | KEY WRENCH,HEXAGON,BETATOOL,96 22 | RQ84000082 | BETA TOOLS |  |  | 1 | Erezi.Okpise |  | Erezi.Okpise@shell.com | EA | 29 | 1002513197 | NUNR |  | 23164794 |  | Nun-River maintenance and operations activity | 2024-02-16 |  | Central East | Okolo, Nelson |  | 1 | O.NG.PBE.NUF.FAC.724FC | Adewale.Adediran@shell.com | SPDC | OpeX | 29
89 | WRENCH SET,COMBINATION,BETATOOL,42/SP25 | RQ84000082 | BETA TOOLS |  |  | 1 | Erezi.Okpise |  | Erezi.Okpise@shell.com | EA | 413 | 1002513196 | NUNR |  | 23164794 |  | Nun-River maintenance and operations activity | 2024-02-16 |  | Central East | Okolo, Nelson |  | 1 | O.NG.PBE.NUF.FAC.724FC | Adewale.Adediran@shell.com | SPDC | OpeX | 413
90 | SOCKET SET | RQ84000082 | BETA |  |  | 2 | Erezi.Okpise |  | Erezi.Okpise@shell.com | EA | 532 | 1002513182 | NUNR |  | 23164794 |  | Nun-River maintenance and operations activity | 2024-02-16 |  | Central East | Okolo, Nelson |  | 2 | O.NG.PBE.NUF.FAC.724FC | Adewale.Adediran@shell.com | SPDC | OpeX | 1064
91 | SOCKET SET,BETATOOL,920B/C33,1/2in | RQ84000082 | BETA TOOLS |  |  | 1 | Erezi.Okpise |  | Erezi.Okpise@shell.com | EA | 532 | 1002513182 | NUNR |  | 23164794 |  | Nun-River maintenance and operations activity | 2024-02-16 |  | Central East | Okolo, Nelson |  | 1 | O.NG.PBE.NUF.FAC.724FC | Adewale.Adediran@shell.com | SPDC | OpeX | 532
92 | SOCKET SET | RQ84000082 | BETA |  |  | 1 | Erezi.Okpise |  | Erezi.Okpise@shell.com | EA | 426 | 1002513170 | NUNR |  | 23164794 |  | Nun-River maintenance and operations activity | 2024-02-16 |  | Central East | Okolo, Nelson |  | 1 | O.NG.PBE.NUF.FAC.724FC | Adewale.Adediran@shell.com | SPDC | OpeX | 426
93 | SOCKET SET,BETATOOL,910B/C29 | RQ84000082 | BETA TOOLS |  |  | 1 | Erezi.Okpise |  | Erezi.Okpise@shell.com | EA | 426 | 1002513170 | NUNR |  | 23164794 |  | Nun-River maintenance and operations activity | 2024-02-16 |  | Central East | Okolo, Nelson |  | 1 | O.NG.PBE.NUF.FAC.724FC | Adewale.Adediran@shell.com | SPDC | OpeX | 426
94 | KEY WRENCH SET | RQ84000082 | BETA |  |  | 1 | Erezi.Okpise |  | Erezi.Okpise@shell.com | EA | 50.98 | 1001891759 | NUNR |  | 23164794 |  | Nun-River maintenance and operations activity | 2024-02-16 |  | Central East | Okolo, Nelson |  | 1 | O.NG.PBE.NUF.FAC.724FC | Adewale.Adediran@shell.com | SPDC | OpeX | 50.98
95 | DIGITAL TACHOMETER | RQ84000082 | BETA |  |  | 1 | Erezi.Okpise |  | Erezi.Okpise@shell.com | EA | 287.08 | 1000991815 | NUNR |  | 23164794 |  | Nun-River maintenance and operations activity | 2024-02-16 |  | Central East | Okolo, Nelson |  | 1 | O.NG.PBE.NUF.FAC.724FC | Adewale.Adediran@shell.com | SPDC | OpeX | 287.08
96 | OIL FILTER | RQ83000077 | CAT |  |  | 8 | I.Dabipi-Kalio |  | I.Dabipi-Kalio@shell.com | EA | 56.4 | 1000847984 | NUNR |  | 23161134 |  | To replace clogged oil filters | 2024-02-08 |  | Central East | Okolo, Nelson |  | 8 | O.NG.PBE.NUF.FAC.724FP | Babatunde.Banjo@shell.com | SPDC | OpeX | 451.2
97 | VALVE OUTER SPRING | RQ82000095 | CAT |  |  | 6 | emmanuel.deresoma |  | Emmanuel.Deresoma@shell.com | EA | 31.32 | 1000360346 | ADIBAWA |  | 23171505 |  | To repair Adibawa Community Generator | 2024-03-09 |  | Central East | Mohammed, Abdul |  | 6 | O.NG.PAE.ABF.FAC.724FC | Babatunde.Banjo@shell.com | SPDC | OpeX | 187.92
98 | HRC FUSE 6A | RQ8000115 | ABB |  |  | 3 | azibator.festus |  | azibator.festus@shell.com | EA | 4.89 |  | SOKU |  | 23178186 |  | Start-up of instrument air compressor K6801 | 2024-04-06 |  | Central East | Ekpoh, Nsikak |  | 3 | O.NG.PBE.SKG.FAC.724FC | O.S.Akinjagunla@shell.com | SPDC | OpeX | 14.67
99 | SURGE PROTECTOR | RQ8000074 | MTL |  |  | 1 | Arthur.Dan-Nwaogu |  | Arthur.Dan-Nwaogu@shell.com | EA | 558.07 |  | SOKU |  | 23127853 |  | 66TT501A Train 2 Fuel Gas | 2024-02-06 |  | Central East | Ekpoh, Nsikak |  | 1 | 23127853 | D.Okunmuyide@shell.com | SPDC | OpeX | 558.07
100 | FUEL FILTER | RQ80000075 |  |  |  | 3 | I.Dabipi-Kalio |  | I.Dabipi-Kalio@shell.com | EA | 32.57 |  | NUNR |  | 23147235 |  | To replace clogged fuel filters | 2024-02-08 |  | Central East | Okolo, Nelson |  | 3 | O.NG.PBE.DCF.FAC.724FP | Babatunde.Banjo@shell.com | SPDC | OpeX | 97.71
101 | GASKET BNT | RQ78000113 |  |  |  | 2 | felix.otunowigho |  | felix.otunowigho@shell.com | EA | 6.4 | 1000381207 | NORTHBANK |  | 23168142 |  | NORTHBANK SHUTDOWN ACTIVITY | 2024-03-13 |  | Swamp West | Ekeocha, Chinedu |  | 2 | O.NO.PCW.NTF.FAC71300 | Francis.Igboerika@shell.com | SPDC | OpeX | 12.8
102 | DIAPHRAGM | RQ76000068 | WILDEN PUMP |  |  | 3 | Uche.Anyaogu |  | Uche.Anyaogu@shell.com | EA | 111.25 | 1000329612 | SOKU |  | 23126281 |  | Replaced on the Diaphragm Glycol transfer pump | 2024-01-18 |  | Central East | Akinjagunla, Oluwashina |  | 3 | O.NG.PBE.SKG.FAC.724FC | Babatunde.Banjo@shell.com | SPDC | OpeX | 333.75
103 | SPW GASKET INNER RING | RQ74000062 |  |  |  | 3 | E.Efe |  | E.Efe@shell.com | EA | 48.61 | 1000153727 | FYIP |  | 30090559 |  | MTO for YOKRI FS Test separator liquid level control valve pipe mods | 2024-01-04 |  | Swamp West | Divine, Leonard |  | 3 | C.NG.PCW.98.701.1230 | Augustus.Daddie@shell.com | SPDC | CapeX | 145.83
104 | SPW GASKET 2X150, PTFE, INNERING | RQ74000062 |  |  |  | 3 | E.Efe |  | E.Efe@shell.com | EA | 53.22 | 1000064370 | FYIP |  | 30090559 |  | MTO for YOKRI FS Test separator liquid level control valve pipe mods | 2024-01-04 |  | Swamp West | Divine, Leonard |  | 3 | C.NG.PCW.98.701.1230 | Augustus.Daddie@shell.com | SPDC | CapeX | 159.66
105 | WN FLANGE 2X150, SCH80 RF CS | RQ74000062 |  |  |  | 2 | E.Efe |  | E.Efe@shell.com | EA | 32.63 | 1000056463 | FYIP |  | 30090559 |  | MTO for YOKRI FS Test separator liquid level control valve pipe mods | 2024-01-04 |  | Swamp West | Divine, Leonard |  | 2 | C.NG.PCW.98.701.1230 | Augustus.Daddie@shell.com | SPDC | CapeX | 65.26
106 | WELDNECK FLANGE 4X150, SCH40 | RQ74000062 |  |  |  | 1 | E.Efe |  | E.Efe@shell.com | EA | 63.26 | 1000056452 | FYIP |  | 30090559 |  | MTO for YOKRI FS Test separator liquid level control valve pipe mods | 2024-01-04 |  | Swamp West | Divine, Leonard |  | 1 | C.NG.PCW.98.701.1230 | Augustus.Daddie@shell.com | SPDC | CapeX | 63.26
107 | ECCENTRIC REDUCER 4X2 SCH40 | RQ74000062 |  |  |  | 1 | E.Efe |  | E.Efe@shell.com | EA | 12.74 | 1000053601 | FYIP |  | 30090559 |  | MTO for YOKRI FS Test separator liquid level control valve pipe mods | 2024-01-04 |  | Swamp West | Divine, Leonard |  | 1 | C.NG.PCW.98.701.1230 | Augustus.Daddie@shell.com | SPDC | CapeX | 12.74
108 | ELBOW 4 SCH40, 90DEG | RQ74000062 |  |  |  | 1 | E.Efe |  | E.Efe@shell.com | EA | 32.83 | 1000052887 | FYIP |  | 30090559 |  | MTO for YOKRI FS Test separator liquid level control valve pipe mods | 2024-01-04 |  | Swamp West | Divine, Leonard |  | 1 | C.NG.PCW.98.701.1230 | Augustus.Daddie@shell.com | SPDC | CapeX | 32.83
109 | SEAL O-RING | RQ73000108 | CAT |  |  | 12 | emmanuel.deresoma |  | Emmanuel.Deresoma@shell.com | EA | 11.88 | 1000861252 | GBARAN |  | 23171505 |  | To repair Adibawa Community Generator | 2024-03-10 |  | Central East | Mohammed, Abdul |  | 12 | O.NG.PAE.ABF.FAC.724FC | Babatunde.Banjo@shell.com | SPDC | OpeX | 142.56
110 | HEAVYWALL BEARINGS | RQ72000111 | WAUKESHA |  |  | 5 | David.Eludu |  | David.Eludu@shell.com | PAIR | 210.48 | 1001162314 | OGBOTOBO |  | 23166253 |  | To restore Booster compressor 2 at Ogbotobo and AG compressor 2 at Tunu facility | 2024-03-11 |  | Swamp West | Nwanokwai, Austin |  | 5 | O.NG.PCW.TNG.FAC.724FC | Ehinomen.Bebo@shell.com | SPDC | OpeX | 1052.4
111 | PROXIMITY PROBE | RQ72000111 | DEMAG DELAVAL (MANNESMANN) |  |  | 4 | David.Eludu |  | David.Eludu@shell.com | EA | 3075.09 | 1000491211 | OGBOTOBO |  | 23166253 |  | To restore Booster compressor 2 at Ogbotobo and AG compressor 2 at Tunu facility | 2024-03-11 |  | Swamp West | Nwanokwai, Austin |  | 4 | O.NG.PCW.TNG.FAC.724FC | Ehinomen.Bebo@shell.com | SPDC | OpeX | 12300.36
112 | TEMPERATURE TRANSMITTER | RQ72000078 | YOKOGAWA |  |  | 1 | Lukmon.Adesina |  | Lukmon.Adesina@shell.com | EA | 1471.21 |  | SOKU |  | 23122465 |  | Replacement of faulty temp transmitter | 2024-02-08 |  | Central East | Akinjagunla, Oluwashina |  | 1 | O.NG.PBE.SKG.FAC.724FC | D.Okunmuyide@shell.com | SPDC | OpeX | 1471.21
113 | SCREW DRIVER | RQ68000083 | BETA |  |  | 1 | Erezi.Okpise |  | Erezi.Okpise@shell.com | EA | 101.5 | 1002513288 | NUNR |  | 23164794 |  | Nun-River maintenance and operations activities | 2024-02-16 |  | Central East | Okolo, Nelson |  | 1 | O.NG.PBE.NUF.FAC.724FC | Adewale.Adediran@shell.com | SPDC | OpeX | 101.5
114 | WRENCH SINGLE RING | RQ68000083 | BETA |  |  | 1 | Erezi.Okpise |  | Erezi.Okpise@shell.com | EA | 37.5 | 1002513285 | NUNR |  | 23164794 |  | Nun-River maintenance and operations activities | 2024-02-16 |  | Central East | Okolo, Nelson |  | 1 | O.NG.PBE.NUF.FAC.724FC | Adewale.Adediran@shell.com | SPDC | OpeX | 37.5
115 | WRENCH,SINGLE RING,BETATOOL,89MQ 10 | RQ68000083 | BETA TOOLS |  |  | 1 | Erezi.Okpise |  | Erezi.Okpise@shell.com | EA | 37.5 | 1002513285 | NUNR |  | 23164794 |  | Nun-River maintenance and operations activities | 2024-02-16 |  | Central East | Okolo, Nelson |  | 1 | O.NG.PBE.NUF.FAC.724FC | Adewale.Adediran@shell.com | SPDC | OpeX | 37.5
116 | PLIER,COMBINATION,BETATOOL,1150MQ 220 | RQ68000083 | BETA TOOLS |  |  | 1 | Erezi.Okpise |  | Erezi.Okpise@shell.com | EA | 50.5 | 1002513281 | NUNR |  | 23164794 |  | Nun-River maintenance and operations activities | 2024-02-16 |  | Central East | Okolo, Nelson |  | 1 | O.NG.PBE.NUF.FAC.724FC | Adewale.Adediran@shell.com | SPDC | OpeX | 50.5
117 | PLIER FLAT NOSE | RQ68000083 | BETA |  |  | 1 | Erezi.Okpise |  | Erezi.Okpise@shell.com | EA | 50.5 | 1002513279 | NUNR |  | 23164794 |  | Nun-River maintenance and operations activities | 2024-02-16 |  | Central East | Okolo, Nelson |  | 1 | O.NG.PBE.NUF.FAC.724FC | Adewale.Adediran@shell.com | SPDC | OpeX | 50.5
118 | PLIER,FLAT NOSE,BETATOOL,1164MQ 200 | RQ68000083 | BETA TOOLS |  |  | 1 | Erezi.Okpise |  | Erezi.Okpise@shell.com | EA | 50.5 | 1002513279 | NUNR |  | 23164794 |  | Nun-River maintenance and operations activities | 2024-02-16 |  | Central East | Okolo, Nelson |  | 1 | O.NG.PBE.NUF.FAC.724FC | Adewale.Adediran@shell.com | SPDC | OpeX | 50.5
119 | WRENCH,ADJUSTABLE,BETATOOL,110MQ 250 | RQ68000083 | BETA TOOLS |  |  | 1 | Erezi.Okpise |  | Erezi.Okpise@shell.com | EA | 87.5 | 1002513278 | NUNR |  | 23164794 |  | Nun-River maintenance and operations activities | 2024-02-16 |  | Central East | Okolo, Nelson |  | 1 | O.NG.PBE.NUF.FAC.724FC | Adewale.Adediran@shell.com | SPDC | OpeX | 87.5
120 | KNIFE CABLE STRIPPING | RQ68000083 | BETA |  |  | 1 | Erezi.Okpise |  | Erezi.Okpise@shell.com | EA | 34 | 1002513277 | NUNR |  | 23164794 |  | Nun-River maintenance and operations activities | 2024-02-16 |  | Central East | Okolo, Nelson |  | 1 | O.NG.PBE.NUF.FAC.724FC | Adewale.Adediran@shell.com | SPDC | OpeX | 34
121 | KNIFE,CABLE STRIPPING | RQ68000083 | BETA |  |  | 1 | Erezi.Okpise |  | Erezi.Okpise@shell.com | EA | 34 | 1002513277 | NUNR |  | 23164794 |  | Nun-River maintenance and operations activities | 2024-02-16 |  | Central East | Okolo, Nelson |  | 1 | O.NG.PBE.NUF.FAC.724FC | Adewale.Adediran@shell.com | SPDC | OpeX | 34
122 | KNIFE,CABLE STRIPPING,BETATOOL,1777MQ/C | RQ68000083 | BETA TOOLS |  |  | 1 | Erezi.Okpise |  | Erezi.Okpise@shell.com | EA | 34 | 1002513277 | NUNR |  | 23164794 |  | Nun-River maintenance and operations activities | 2024-02-16 |  | Central East | Okolo, Nelson |  | 1 | O.NG.PBE.NUF.FAC.724FC | Adewale.Adediran@shell.com | SPDC | OpeX | 34
123 | KEY WRENCH,BETATOOL,96LC/SC12-750g | RQ68000083 | BETA TOOLS |  |  | 2 | Erezi.Okpise |  | Erezi.Okpise@shell.com | EA | 41 | 1002513276 | NUNR |  | 23164794 |  | Nun-River maintenance and operations activities | 2024-02-16 |  | Central East | Okolo, Nelson |  | 2 | O.NG.PBE.NUF.FAC.724FC | Adewale.Adediran@shell.com | SPDC | OpeX | 82
124 | SOLDERING IRON,BETATOOL,1814M 30 | RQ68000083 | BETA TOOLS |  |  | 1 | Erezi.Okpise |  | Erezi.Okpise@shell.com | EA | 58.5 | 1002513274 | NUNR |  | 23164794 |  | Nun-River maintenance and operations activities | 2024-02-16 |  | Central East | Okolo, Nelson |  | 1 | O.NG.PBE.NUF.FAC.724FC | Adewale.Adediran@shell.com | SPDC | OpeX | 58.5
125 | WIRE,SOLDER,BETATOOL,1825B,1mm² | RQ68000083 | BETA TOOLS |  |  | 1 | Erezi.Okpise |  | Erezi.Okpise@shell.com | EA | 58 | 1002513273 | NUNR |  | 23164794 |  | Nun-River maintenance and operations activities | 2024-02-16 |  | Central East | Okolo, Nelson |  | 1 | O.NG.PBE.NUF.FAC.724FC | Adewale.Adediran@shell.com | SPDC | OpeX | 58
126 | PIPE,DISSOLDERING,BETATOOL,1830T,190mm | RQ68000083 | BETA TOOLS |  |  | 1 | Erezi.Okpise |  | Erezi.Okpise@shell.com | EA | 14 | 1002513272 | NUNR |  | 23164794 |  | Nun-River maintenance and operations activities | 2024-02-16 |  | Central East | Okolo, Nelson |  | 1 | O.NG.PBE.NUF.FAC.724FC | Adewale.Adediran@shell.com | SPDC | OpeX | 14
127 | PEN LIGHT,BETATOOL,1838P | RQ68000083 | BETA TOOLS |  |  | 1 | Erezi.Okpise |  | Erezi.Okpise@shell.com | EA | 71.5 | 1002513240 | NUNR |  | 23164794 |  | Nun-River maintenance and operations activities | 2024-02-16 |  | Central East | Okolo, Nelson |  | 1 | O.NG.PBE.NUF.FAC.724FC | Adewale.Adediran@shell.com | SPDC | OpeX | 71.5
128 | WRENCH,ADJUSTABLE,BETATOOL,111 450-2043g | RQ68000083 | BETA TOOLS |  |  | 1 | Erezi.Okpise |  | Erezi.Okpise@shell.com | EA | 149.5 | 1002513235 | NUNR |  | 23164794 |  | Nun-River maintenance and operations activities | 2024-02-16 |  | Central East | Okolo, Nelson |  | 1 | O.NG.PBE.NUF.FAC.724FC | Adewale.Adediran@shell.com | SPDC | OpeX | 149.5
129 | PLIER,COMBINATION,BETATOOL,1150BM200310g | RQ68000083 | BETA TOOLS |  |  | 1 | Erezi.Okpise |  | Erezi.Okpise@shell.com | EA | 31 | 1002513223 | NUNR |  | 23164794 |  | Nun-River maintenance and operations activities | 2024-02-16 |  | Central East | Okolo, Nelson |  | 1 | O.NG.PBE.NUF.FAC.724FC | Adewale.Adediran@shell.com | SPDC | OpeX | 31
130 | PLIER,CIRCLIP,BETATOOL,T140 | RQ68000083 | BETA TOOLS |  |  | 1 | Erezi.Okpise |  | Erezi.Okpise@shell.com | EA | 206.5 | 1002513222 | NUNR |  | 23164794 |  | Nun-River maintenance and operations activities | 2024-02-16 |  | Central East | Okolo, Nelson |  | 1 | O.NG.PBE.NUF.FAC.724FC | Adewale.Adediran@shell.com | SPDC | OpeX | 206.5
131 | PLIER RIVETING | RQ68000083 | BETA |  |  | 1 | Erezi.Okpise |  | Erezi.Okpise@shell.com | EA | 251 | 1002513219 | NUNR |  | 23164794 |  | Nun-River maintenance and operations activities | 2024-02-16 |  | Central East | Okolo, Nelson |  | 1 | O.NG.PBE.NUF.FAC.724FC | Adewale.Adediran@shell.com | SPDC | OpeX | 251
132 | PLIER,RIVETING,BETATOOL,1742/C4 | RQ68000083 | BETA TOOLS |  |  | 1 | Erezi.Okpise |  | Erezi.Okpise@shell.com | EA | 251 | 1002513219 | NUNR |  | 23164794 |  | Nun-River maintenance and operations activities | 2024-02-16 |  | Central East | Okolo, Nelson |  | 1 | O.NG.PBE.NUF.FAC.724FC | Adewale.Adediran@shell.com | SPDC | OpeX | 251
133 | PULLER REVERSIBLE | RQ68000083 | BETA |  |  | 1 | Erezi.Okpise |  | Erezi.Okpise@shell.com | EA | 72.5 | 1002513216 | NUNR |  | 23164794 |  | Nun-River maintenance and operations activities | 2024-02-16 |  | Central East | Okolo, Nelson |  | 1 | O.NG.PBE.NUF.FAC.724FC | Adewale.Adediran@shell.com | SPDC | OpeX | 72.5
134 | PULLER,REVERSIBLE,BETATOOL,1520/1,135mm | RQ68000083 | BETA TOOLS |  |  | 1 | Erezi.Okpise |  | Erezi.Okpise@shell.com | EA | 72.5 | 1002513216 | NUNR |  | 23164794 |  | Nun-River maintenance and operations activities | 2024-02-16 |  | Central East | Okolo, Nelson |  | 1 | O.NG.PBE.NUF.FAC.724FC | Adewale.Adediran@shell.com | SPDC | OpeX | 72.5
135 | DIAL INDICATOR,DIGITAL,BETATOOL,1662DGTA | RQ68000083 | BETA TOOLS |  |  | 1 | Erezi.Okpise |  | Erezi.Okpise@shell.com | EA | 257 | 1002513215 | NUNR |  | 23164794 |  | Nun-River maintenance and operations activities | 2024-02-16 |  | Central East | Okolo, Nelson |  | 1 | O.NG.PBE.NUF.FAC.724FC | Adewale.Adediran@shell.com | SPDC | OpeX | 257
136 | MAGNETIC BASE,ROTATING,BETATOOL,1662SP2 | RQ68000083 | BETA TOOLS |  |  | 1 | Erezi.Okpise |  | Erezi.Okpise@shell.com | EA | 127.5 | 1002513214 | NUNR |  | 23164794 |  | Nun-River maintenance and operations activities | 2024-02-16 |  | Central East | Okolo, Nelson |  | 1 | O.NG.PBE.NUF.FAC.724FC | Adewale.Adediran@shell.com | SPDC | OpeX | 127.5
137 | TACHOMETER,DIGITAL,BETATOOL,1760TC2230mm | RQ68000083 | BETA TOOLS |  |  | 1 | Erezi.Okpise |  | Erezi.Okpise@shell.com | EA | 213 | 1002513213 | NUNR |  | 23164794 |  | Nun-River maintenance and operations activities | 2024-02-16 |  | Central East | Okolo, Nelson |  | 1 | O.NG.PBE.NUF.FAC.724FC | Adewale.Adediran@shell.com | SPDC | OpeX | 213
138 | CALIPER,VERNIER,BETATOOL,1654DGT-410mm | RQ68000083 | BETA TOOLS |  |  | 1 | Erezi.Okpise |  | Erezi.Okpise@shell.com | EA | 608 | 1002513210 | NUNR |  | 23164794 |  | Nun-River maintenance and operations activities | 2024-02-16 |  | Central East | Okolo, Nelson |  | 1 | O.NG.PBE.NUF.FAC.724FC | Adewale.Adediran@shell.com | SPDC | OpeX | 608
139 | LAMP,UV,BETATOOL,1838UV,WHITE,3h | RQ68000083 | BETA TOOLS |  |  | 1 | Erezi.Okpise |  | Erezi.Okpise@shell.com | EA | 139 | 1002513208 | NUNR |  | 23164794 |  | Nun-River maintenance and operations activities | 2024-02-16 |  | Central East | Okolo, Nelson |  | 1 | O.NG.PBE.NUF.FAC.724FC | Adewale.Adediran@shell.com | SPDC | OpeX | 139
140 | SOCKET,HEXAGONAL,BETATOOL,900/C39,1/4in | RQ68000083 | BETA TOOLS |  |  | 1 | Erezi.Okpise |  | Erezi.Okpise@shell.com | EA | 186.5 | 1002513207 | NUNR |  | 23164794 |  | Nun-River maintenance and operations activities | 2024-02-16 |  | Central East | Okolo, Nelson |  | 1 | O.NG.PBE.NUF.FAC.724FC | Adewale.Adediran@shell.com | SPDC | OpeX | 186.5
141 | SCISSOR | RQ68000083 | BETA |  |  | 1 | Erezi.Okpise |  | Erezi.Okpise@shell.com | EA | 45.5 | 1002513206 | NUNR |  | 23164794 |  | Nun-River maintenance and operations activities | 2024-02-16 |  | Central East | Okolo, Nelson |  | 1 | O.NG.PBE.NUF.FAC.724FC | Adewale.Adediran@shell.com | SPDC | OpeX | 45.5
142 | SCISSOR,BETATOOL,1128MQ,145mm | RQ68000083 | BETA TOOLS |  |  | 1 | Erezi.Okpise |  | Erezi.Okpise@shell.com | EA | 45.5 | 1002513206 | NUNR |  | 23164794 |  | Nun-River maintenance and operations activities | 2024-02-16 |  | Central East | Okolo, Nelson |  | 1 | O.NG.PBE.NUF.FAC.724FC | Adewale.Adediran@shell.com | SPDC | OpeX | 45.5
143 | SOCKET SET | RQ68000083 | BETA |  |  | 1 | Erezi.Okpise |  | Erezi.Okpise@shell.com | EA | 173 | 1002513203 | NUNR |  | 23164794 |  | Nun-River maintenance and operations activities | 2024-02-16 |  | Central East | Okolo, Nelson |  | 1 | O.NG.PBE.NUF.FAC.724FC | Adewale.Adediran@shell.com | SPDC | OpeX | 173
144 | SOCKET SET,BETATOOL,920PE/C10,1/2in | RQ68000083 | BETA TOOLS |  |  | 1 | Erezi.Okpise |  | Erezi.Okpise@shell.com | EA | 173 | 1002513203 | NUNR |  | 23164794 |  | Nun-River maintenance and operations activities | 2024-02-16 |  | Central East | Okolo, Nelson |  | 1 | O.NG.PBE.NUF.FAC.724FC | Adewale.Adediran@shell.com | SPDC | OpeX | 173
145 | KEY WRENCH,HEXAGON,BETATOOL,96 22 | RQ68000083 | BETA TOOLS |  |  | 1 | Erezi.Okpise |  | Erezi.Okpise@shell.com | EA | 29 | 1002513197 | NUNR |  | 23164794 |  | Nun-River maintenance and operations activities | 2024-02-16 |  | Central East | Okolo, Nelson |  | 1 | O.NG.PBE.NUF.FAC.724FC | Adewale.Adediran@shell.com | SPDC | OpeX | 29
146 | WRENCH SET,COMBINATION,BETATOOL,42/SP25 | RQ68000083 | BETA TOOLS |  |  | 1 | Erezi.Okpise |  | Erezi.Okpise@shell.com | EA | 413 | 1002513196 | NUNR |  | 23164794 |  | Nun-River maintenance and operations activities | 2024-02-16 |  | Central East | Okolo, Nelson |  | 1 | O.NG.PBE.NUF.FAC.724FC | Adewale.Adediran@shell.com | SPDC | OpeX | 413
147 | SOCKET SET | RQ68000083 | BETA |  |  | 2 | Erezi.Okpise |  | Erezi.Okpise@shell.com | EA | 532 | 1002513182 | NUNR |  | 23164794 |  | Nun-River maintenance and operations activities | 2024-02-16 |  | Central East | Okolo, Nelson |  | 2 | O.NG.PBE.NUF.FAC.724FC | Adewale.Adediran@shell.com | SPDC | OpeX | 1064
148 | SOCKET SET,BETATOOL,920B/C33,1/2in | RQ68000083 | BETA TOOLS |  |  | 1 | Erezi.Okpise |  | Erezi.Okpise@shell.com | EA | 532 | 1002513182 | NUNR |  | 23164794 |  | Nun-River maintenance and operations activities | 2024-02-16 |  | Central East | Okolo, Nelson |  | 1 | O.NG.PBE.NUF.FAC.724FC | Adewale.Adediran@shell.com | SPDC | OpeX | 532
149 | SOCKET SET | RQ68000083 | BETA |  |  | 1 | Erezi.Okpise |  | Erezi.Okpise@shell.com | EA | 426 | 1002513170 | NUNR |  | 23164794 |  | Nun-River maintenance and operations activities | 2024-02-16 |  | Central East | Okolo, Nelson |  | 1 | O.NG.PBE.NUF.FAC.724FC | Adewale.Adediran@shell.com | SPDC | OpeX | 426
150 | SOCKET SET,BETATOOL,910B/C29 | RQ68000083 | BETA TOOLS |  |  | 1 | Erezi.Okpise |  | Erezi.Okpise@shell.com | EA | 426 | 1002513170 | NUNR |  | 23164794 |  | Nun-River maintenance and operations activities | 2024-02-16 |  | Central East | Okolo, Nelson |  | 1 | O.NG.PBE.NUF.FAC.724FC | Adewale.Adediran@shell.com | SPDC | OpeX | 426
151 | KEY WRENCH SET | RQ68000083 | BETA |  |  | 1 | Erezi.Okpise |  | Erezi.Okpise@shell.com | EA | 50.98 | 1001891759 | NUNR |  | 23164794 |  | Nun-River maintenance and operations activities | 2024-02-16 |  | Central East | Okolo, Nelson |  | 1 | O.NG.PBE.NUF.FAC.724FC | Adewale.Adediran@shell.com | SPDC | OpeX | 50.98
152 | DIGITAL TACHOMETER | RQ68000083 | BETA |  |  | 1 | Erezi.Okpise |  | Erezi.Okpise@shell.com | EA | 287.08 | 1000991815 | NUNR |  | 23164794 |  | Nun-River maintenance and operations activities | 2024-02-16 |  | Central East | Okolo, Nelson |  | 1 | O.NG.PBE.NUF.FAC.724FC | Adewale.Adediran@shell.com | SPDC | OpeX | 287.08
153 | VALVE INLET | RQ67000103 | CAT |  |  | 24 | emmanuel.deresoma |  | Emmanuel.Deresoma@shell.com | EA | 175.38 | 1001109479 | ADIBAWA |  | 23171505 |  | To repair Adibawa Community Generator | 2024-03-10 |  | Central East | Mohammed, Abdul |  | 24 | O.NG.PAE.ABF.FAC.724FC | Babatunde.Banjo@shell.com | SPDC | OpeX | 4209.12
154 | RING INSTALLER | RQ67000081 | DRESSER WAUKESHA |  |  | 1 | andrews.oni |  | andrews.oni@shell.com | EA | 88.08 | 1000922576 | OGBOTOBO |  | 23148322 |  | Ogbotobo AGBC 2 Waukesha Engine repair | 2024-02-14 |  | Swamp West | Nwanokwai, Austin |  | 1 | O.NG.PCW.OTF.FAC.724FC | Ehinomen.Bebo@shell.com | SPDC | OpeX | 88.08
155 | CYLINDER SLEEVE PULLER | RQ67000081 | DRESSER WAUKESHA |  |  | 1 | andrews.oni |  | andrews.oni@shell.com | EA | 1963.75 | 1000922565 | OGBOTOBO |  | 23148322 |  | Ogbotobo AGBC 2 Waukesha Engine repair | 2024-02-14 |  | Swamp West | Nwanokwai, Austin |  | 1 | O.NG.PCW.OTF.FAC.724FC | Ehinomen.Bebo@shell.com | SPDC | OpeX | 1963.75
156 | HEAVYWALL BEARINGS | RQ63000064 | WAUKESHA |  |  | 2 | andrews.oni |  | andrews.oni@shell.com | PAIR | 210.48 | 1001162314 | OGBOTOBO |  | 23148322 |  | Repair of Ogbotobo AGBC 2 Waukesha Engine cylinders 5 & 6 | 2024-01-09 |  | Swamp West | Nwanokwai, Austin |  | 2 | O.NG.PCW.TNG.FAC.724FC | Ehinomen.Bebo@shell.com | SPDC | OpeX | 420.96
157 | GASKET | RQ63000064 | WAUKESHA |  |  | 4 | andrews.oni |  | andrews.oni@shell.com | EA | 3.04 | 1000338117 | OGBOTOBO |  | 23148322 |  | Repair of Ogbotobo AGBC 2 Waukesha Engine cylinders 5 & 6 | 2024-01-09 |  | Swamp West | Nwanokwai, Austin |  | 4 | O.NG.PCW.TNG.FAC.724FC | Ehinomen.Bebo@shell.com | SPDC | OpeX | 12.16
158 | WASHER | RQ62000107 | CAT |  |  | 12 | emmanuel.deresoma |  | Emmanuel.Deresoma@shell.com | EA | 3.54 | 1000765021 | ADIBAWA |  | 23171505 |  | To repair Adibawa Community Generator | 2024-03-10 |  | Central East | Mohammed, Abdul |  | 12 | O.NG.PAE.ABF.FAC.724FC | Babatunde.Banjo@shell.com | SPDC | OpeX | 42.48
159 | CALF GASKET 2 X 150# | RQ61000073 | FLEXITALLIC |  |  | 4 | john.udogu |  | john.udogu@shell.com | EA | 18.2 |  | SOKU |  | 23133006 |  | Mtce Activities | 2024-01-31 |  | Central East | Ekpoh, Nsikak |  | 4 | O.NG.PBE.SKF.FAC.71300 | nsikak.ekpoh@shell.com | SPDC | OpeX | 72.8
160 | BOTTLE FUSE 2A | RQ6000117 |  |  |  | 4 | john.udogu |  | john.udogu@shell.com | SET | 3.19 |  | SOKU |  | 23162542 |  | RESTORE MOTOR | 2024-04-15 |  | Central East | Ekpoh, Nsikak |  | 4 | O.NG.PBE.SKF.FAC.724fp | Babatunde.Banjo@shell.com | SPDC | OpeX | 12.76
161 | ROTOCOIL | RQ60000101 | CAT |  |  | 40 | emmanuel.deresoma |  | Emmanuel.Deresoma@shell.com | EA | 14.6 | 1000296371 | ADIBAWA |  | 23171505 |  | To repair Adibawa Community Generator | 2024-03-09 |  | Central East | Mohammed, Abdul |  | 40 | O.NG.PAE.ABF.FAC.724FC | Babatunde.Banjo@shell.com | SPDC | OpeX | 584
162 | VALVE INLET | RQ59000102 | CAT |  |  | 24 | emmanuel.deresoma |  | Emmanuel.Deresoma@shell.com | EA | 175.38 | 1001109479 | ADIBAWA |  | 23171505 |  | To repair Adibawa Community Generator | 2024-03-09 |  | Central East | Mohammed, Abdul |  | 24 | O.NG.PAE.ABF.FAC.724FC | Babatunde.Banjo@shell.com | SPDC | OpeX | 4209.12
163 | SPRING | RQ57000100 | CAT |  |  | 48 | emmanuel.deresoma |  | Emmanuel.Deresoma@shell.com | EA | 16.83 | 1000296178 | ADIBAWA |  | 23171505 |  | To repair Adibawa Community Generator | 2024-03-09 |  | Central East | Mohammed, Abdul |  | 48 | O.NG.PAE.ABF.FAC.724FC | Babatunde.Banjo@shell.com | SPDC | OpeX | 807.84
165 | SEAT | RQ54000070 | CAT |  |  | 16 | Adeola.Adeniyi |  | Adeola.Adeniyi@shell.com | EA | 11.14 | 1001122369 | ADIBAWA |  | 23157564 |  | For Overhaul of Adibawa Generator, In Gbaran PU | 2024-01-23 |  | Central East | Mohammed, Abdul |  | 16 | O.NG.PAE.ABF.FAC | Babatunde.Banjo@shell.com | SPDC | OpeX | 178.24
166 | ROTOCOIL ASSEMBLY | RQ54000070 | CAT |  |  | 32 | Adeola.Adeniyi |  | Adeola.Adeniyi@shell.com | EA | 51.4 | 1000816705 | ADIBAWA |  | 23157564 |  | For Overhaul of Adibawa Generator, In Gbaran PU | 2024-01-23 |  | Central East | Mohammed, Abdul |  | 32 | O.NG.PAE.ABF.FAC | Babatunde.Banjo@shell.com | SPDC | OpeX | 1644.8
167 | WASHER | RQ54000070 | CAT |  |  | 32 | Adeola.Adeniyi |  | Adeola.Adeniyi@shell.com | EA | 18.02 | 1000755424 | ADIBAWA |  | 23157564 |  | For Overhaul of Adibawa Generator, In Gbaran PU | 2024-01-23 |  | Central East | Mohammed, Abdul |  | 32 | O.NG.PAE.ABF.FAC | Babatunde.Banjo@shell.com | SPDC | OpeX | 576.64
168 | EXHAUST AND INLET VALVE | RQ54000070 | CAT |  |  | 20 | Adeola.Adeniyi |  | Adeola.Adeniyi@shell.com | EA | 146.81 | 1000361906 | ADIBAWA |  | 23157564 |  | For Overhaul of Adibawa Generator, In Gbaran PU | 2024-01-23 |  | Central East | Mohammed, Abdul |  | 20 | O.NG.PAE.ABF.FAC | Babatunde.Banjo@shell.com | SPDC | OpeX | 2936.2
169 | VALVE INNER SPRING | RQ54000070 | CAT |  |  | 32 | Adeola.Adeniyi |  | Adeola.Adeniyi@shell.com | EA | 13.73 | 1000360345 | ADIBAWA |  | 23157564 |  | For Overhaul of Adibawa Generator, In Gbaran PU | 2024-01-23 |  | Central East | Mohammed, Abdul |  | 32 | O.NG.PAE.ABF.FAC | Babatunde.Banjo@shell.com | SPDC | OpeX | 439.36
170 | TEMPERATURE TRANSMITTER | RQ53000071 | YOKOGAWA |  |  | 1 | Uche.Anyaogu |  | Uche.Anyaogu@shell.com | EA | 2035.13 |  | SOKU |  | 23151695 |  | To replace faulty one | 2024-01-24 |  | Central East | Akinjagunla, Oluwashina |  | 1 | O.NG.PBE.SKG.FAC.724FP | Babatunde.Banjo@shell.com | SPDC | OpeX | 2035.13
171 | BLIND FLANGE 4 X 300# RF CS | RQ50000086 |  |  |  | 2 | N.Yekini |  | N.Yekini@shell.com | EA | 147.69 | 1000056200 | NUNR |  | 23169333 |  | RELIEF VALVE CALIBRATION AND INSTALLATION | 2024-03-04 |  | Central East | Okolo, Nelson |  | 2 | O.NG.PBE.NUF.FAC.71300 | Adewale.Adediran@shell.com | SPDC | OpeX | 295.38
172 | BLIND FLANGE | RQ50000086 |  |  |  | 4 | N.Yekini |  | N.Yekini@shell.com | EA | 51 | 1000056199 | NUNR |  | 23169333 |  | RELIEF VALVE CALIBRATION AND INSTALLATION | 2024-03-04 |  | Central East | Okolo, Nelson |  | 4 | O.NG.PBE.NUF.FAC.71300 | Adewale.Adediran@shell.com | SPDC | OpeX | 204
173 | PROXIMITOR SENSOR | RQ49000067 | BENTLY NEVADA (SOLAR) |  |  | 1 | Uche.Anyaogu |  | Uche.Anyaogu@shell.com | EA | 546.82 | 1001926686 | SOKU |  | 23123522 |  | Replaced on 41UZ003 | 2024-01-18 |  | Central East | Akinjagunla, Oluwashina |  | 1 | O.NG.PBE.SKG.FAC.724FC | Babatunde.Banjo@shell.com | SPDC | OpeX | 546.82
174 | PICK-UP COIL | RQ47000110 | DANIEL MEASUREMENT & CONTROLS |  |  | 1 | Uche.Anyaogu |  | Uche.Anyaogu@shell.com | EA | 164.58 | 1000526364 | SOKU |  | 23085879 |  | To replace the faulty pick-up coil on Spiking pump D | 2024-03-10 |  | Central East | Akinjagunla, Oluwashina |  | 1 | O.NG.PBE.SKG.FAC.724FP | Babatunde.Banjo@shell.com | SPDC | OpeX | 164.58
175 | CABLE LUG 35SQMXM8 | RQ41000114 |  |  |  | 5 | O.Nwokoma |  | O.Nwokoma@shell.com | EA | 2.29 |  | OPUKUSHI |  | 23119044 |  | Cable Termination Materials for Opukushi Host Community. | 2024-03-20 |  | Swamp West | Nwanokwai, Austin |  | 5 | O.NG.PCW.OKF.FAC.724FC | Ehinomen.Bebo@shell.com | SPDC | OpeX | 11.45
176 | CABLELUG 70SQM M10 | RQ41000114 |  |  |  | 8 | O.Nwokoma |  | O.Nwokoma@shell.com | EA | 13.87 |  | OPUKUSHI |  | 23119044 |  | Cable Termination Materials for Opukushi Host Community. | 2024-03-20 |  | Swamp West | Nwanokwai, Austin |  | 8 | O.NG.PCW.OKF.FAC.724FC | Ehinomen.Bebo@shell.com | SPDC | OpeX | 110.96
177 | INLET VALVE GUIDE | RQ41000105 | CAT |  |  | 24 | emmanuel.deresoma |  | Emmanuel.Deresoma@shell.com | EA | 38.01 | 1001109481 | ADIBAWA |  | 23171505 |  | To repair Adibawa Community Generator | 2024-03-10 |  | Central East | Mohammed, Abdul |  | 24 | O.NG.PAE.ABF.FAC.724FC | Babatunde.Banjo@shell.com | SPDC | OpeX | 912.24
178 | EXPANSION BOLT M12 X 85MM | RQ4000087 | HILTI |  |  | 100 | emmanuel.deresoma |  | Emmanuel.Deresoma@shell.com | EA | 22.21 |  | GBARAN |  | 23166088 |  | Installation of material shelves in store 4 | 2024-03-05 |  | Central East | Mohammed, Abdul |  | 100 | O.NG.PAE.GBF.FAC | Babatunde.Banjo@shell.com | SPDC | OpeX | 2221
179 | LOCK | RQ40000098 | CAT |  |  | 92 | emmanuel.deresoma |  | Emmanuel.Deresoma@shell.com | EA | 0.99 | 1000358559 | ADIBAWA |  | 23171505 |  | To repair Adibawa Community Generator | 2024-03-09 |  | Central East | Mohammed, Abdul |  | 92 | O.NG.PAE.ABF.FAC.724FC | Babatunde.Banjo@shell.com | SPDC | OpeX | 91.08
180 | EXHAUST VALVE | RQ38000104 | CAT |  |  | 23 | emmanuel.deresoma |  | Emmanuel.Deresoma@shell.com | EA | 84.74 | 1001109480 | ADIBAWA |  | 23171505 |  | To repair Adibawa Community Generator | 2024-03-10 |  | Central East | Mohammed, Abdul |  | 23 | O.NG.PAE.ABF.FAC.724FC | Babatunde.Banjo@shell.com | SPDC | OpeX | 1949.02
181 | TEMPERATURE TRANSMITTER | RQ36000076 | YOKOGAWA |  |  | 1 | Lukmon.Adesina |  | Lukmon.Adesina@shell.com | EA | 2035.13 | 1000821009 | SOKU |  | 23144021 |  | Replacement of faulty temp transmitter | 2024-02-08 |  | Central East | Akinjagunla, Oluwashina |  | 1 | O.NG.PBE.SKG.FAC.724FC | D.Okunmuyide@shell.com | SPDC | OpeX | 2035.13
182 | BACK-UP DIAPHRAGM | RQ36000069 | WILDEN PUMP |  |  | 1 | Uche.Anyaogu |  | Uche.Anyaogu@shell.com | EA | 55.62 | 1000352575 | SOKU |  | 23126281 |  | Replaced on Diaphragm Glycol transfer pump | 2024-01-18 |  | Central East | Akinjagunla, Oluwashina |  | 1 | O.NG.PBE.SKG.FAC.724FP | Babatunde.Banjo@shell.com | SPDC | OpeX | 55.62
183 | CALF GASKET 2 X 150# | RQ33000119 | FLEXITALLIC |  |  | 10 | Miebi.Borgu |  | Miebi.Borgu@shell.com | EA | 18.2 |  | SOKU |  | 221345 |  | 3 way valve servicing | 2024-04-17 |  | Central East | Akinjagunla, Oluwashina |  | 10 | 11245 | nsikak.ekpoh@shell.com | SPDC | OpeX | 182
184 | SEAT | RQ3000092 | CAT |  |  | 16 | emmanuel.deresoma |  | Emmanuel.Deresoma@shell.com | EA | 11.14 | 1001122369 | ADIBAWA |  | 23171505 |  | To repair Adibawa Community Gen | 2024-03-09 |  | Central East | Mohammed, Abdul |  | 16 | O.NG.PAE.ABF.FAC.724FC | Babatunde.Banjo@shell.com | SPDC | OpeX | 178.24
185 | VALVE INNER SPRING | RQ29000093 | CAT |  |  | 8 | emmanuel.deresoma |  | Emmanuel.Deresoma@shell.com | EA | 13.73 | 1000360345 | ADIBAWA |  | 23171505 |  | To repair Adibawa Community Generator | 2024-03-09 |  | Central East | Mohammed, Abdul |  | 8 | O.NG.PAE.ABF.FAC.724FC | Babatunde.Banjo@shell.com | SPDC | OpeX | 109.84
186 | GASKET AND stud 3x 150# | RQ28000112 |  |  |  | 2 | felix.otunowigho |  | felix.otunowigho@shell.com | EA | 16.5 | 1000356754 | NORTHBANK |  | 23168142 |  | NORTHBANK SHUTDOWN ACTIVITY | 2024-03-11 |  | Swamp West | Ekeocha, Chinedu |  | 2 | O.NO.PCW.NTF.FAC71300 | Francis.Igboerika@shell.com | SPDC | OpeX | 33
187 | PROLOCK | RQ23000116 |  |  |  | 25 | E.Efe |  | E.Efe@shell.com | EA | 12.63 | 1000871945 | FYIP |  | 30091057 |  | Yokri plant Installation | 2024-04-12 |  | Swamp West | Divine, Leonard |  | 25 | C.NG.PCW.DF.98.1230 | Augustus.Daddie@shell.com | SPDC | CapeX | 315.75
188 | VALVE OUTER SPRING | RQ23000094 | CAT |  |  | 12 | emmanuel.deresoma |  | Emmanuel.Deresoma@shell.com | EA | 56.76 | 1000360346 | ADIBAWA |  | 23171505 |  | To repair Adibawa Community Generator | 2024-03-09 |  | Central East | Mohammed, Abdul |  | 12 | O.NG.PAE.ABF.FAC.724FC | Babatunde.Banjo@shell.com | SPDC | OpeX | 681.12
189 | OIL FILTER | RQ23000091 | CAT |  |  | 20 | Lucky.Mpie |  | Lucky.Mpie@shell.com | EA | 89.78 | 1000847984 | GBARAN |  | 23166248 |  | For servicing of G3508/G3512 engines in Gbaran PU | 2024-03-09 |  | Central East | Mohammed, Abdul |  | 20 | O.NG.PAE.ABF.FAC.724FC | Babatunde.Banjo@shell.com | SPDC | OpeX | 1795.6
190 | WASHER | RQ21000096 | CAT |  |  | 32 | emmanuel.deresoma |  | Emmanuel.Deresoma@shell.com | EA | 18.02 | 1000755424 | ADIBAWA |  | 23171505 |  | To repair Adibawa Community Generator | 2024-03-09 |  | Central East | Mohammed, Abdul |  | 32 | O.NG.PAE.ABF.FAC.724FC | Babatunde.Banjo@shell.com | SPDC | OpeX | 576.64
191 | BALL VALVE 6X1500 | RQ21000090 | HAWA |  |  | 1 | emmanuel.deresoma |  | Emmanuel.Deresoma@shell.com | EA | 4891.24 |  | GBARAN |  | 23160048 |  | To replace valve 23BLV-184 | 2024-03-08 |  | Central East | Mohammed, Abdul |  | 1 | O.NG.PAE.GBG.FAC.724FC | Babatunde.Banjo@shell.com | SPDC | OpeX | 4891.24
192 | DRIVE BELT | RQ20000084 | POWER GRIP GT |  |  | 3 | harry.ononogbu |  | harry.ononogbu@shell.com | EA | 269.87 | 1000879533 | NORTHBANK |  | 23157038 |  | Repair work | 2024-02-16 |  | Swamp West | Ekeocha, Chinedu |  | 3 | O.NG.PCW.SBF.FAC.724FP | Oluseun.Adu@shell.com | SPDC | OpeX | 809.61
193 | TEMPERATURE TRANSMITTER | RQ17000080 | YOKOGAWA |  |  | 1 | Lukmon.Adesina |  | Lukmon.Adesina@shell.com | EA | 2035.13 | 1000831474 | SOKU |  | 23127815 |  | Replacement of faulty temp trans on Well 33 | 2024-02-14 |  | Central East | Akinjagunla, Oluwashina |  | 1 | O.NG.PBE.SKG.FAC.724FC | D.Okunmuyide@shell.com | SPDC | OpeX | 2035.13
194 | ROTOCOIL ASSEMBLY | RQ16000097 | CAT |  |  | 32 | emmanuel.deresoma |  | Emmanuel.Deresoma@shell.com | EA | 51.4 | 1000816705 | ADIBAWA |  | 23171505 |  | To repair Adibawa Community Generator | 2024-03-09 |  | Central East | Mohammed, Abdul |  | 32 | O.NG.PAE.ABF.FAC.724FC | Babatunde.Banjo@shell.com | SPDC | OpeX | 1644.8
195 | BLIND FLANGE 1 X 150# CS RF | RQ15000085 |  |  |  | 3 | N.Yekini |  | N.Yekini@shell.com | EA | 13.3 |  | NUNR |  | 23169333 |  | RELIEF VALVE CALIBRATION AND INSTALLATION | 2024-03-04 |  | Central East | Okolo, Nelson |  | 3 | O.NG.PBE.NUF.FAC.71300 | Adewale.Adediran@shell.com | SPDC | OpeX | 39.9
196 | BLIND FLANGE 4 X 300# CS RF | RQ15000085 |  |  |  | 2 | N.Yekini |  | N.Yekini@shell.com | EA | 138.34 |  | NUNR |  | 23169333 |  | RELIEF VALVE CALIBRATION AND INSTALLATION | 2024-03-04 |  | Central East | Okolo, Nelson |  | 2 | O.NG.PBE.NUF.FAC.71300 | Adewale.Adediran@shell.com | SPDC | OpeX | 276.68
197 | BLIND FLANGE 6 X 300# CS RF | RQ15000085 |  |  |  | 3 | N.Yekini |  | N.Yekini@shell.com | EA | 182.06 |  | NUNR |  | 23169333 |  | RELIEF VALVE CALIBRATION AND INSTALLATION | 2024-03-04 |  | Central East | Okolo, Nelson |  | 3 | O.NG.PBE.NUF.FAC.71300 | Adewale.Adediran@shell.com | SPDC | OpeX | 546.18
198 | SPW GASKET 2 X 150# CS | RQ15000085 |  |  |  | 4 | N.Yekini |  | N.Yekini@shell.com | EA | 77.16 |  | NUNR |  | 23169333 |  | RELIEF VALVE CALIBRATION AND INSTALLATION | 2024-03-04 |  | Central East | Okolo, Nelson |  | 4 | O.NG.PBE.NUF.FAC.71300 | Adewale.Adediran@shell.com | SPDC | OpeX | 308.64
199 | BLIND FLANGE 2 X 150# CS RF | RQ15000085 |  |  |  | 2 | N.Yekini |  | N.Yekini@shell.com | EA | 239.4 | 1000327621 | NUNR |  | 23169333 |  | RELIEF VALVE CALIBRATION AND INSTALLATION | 2024-03-04 |  | Central East | Okolo, Nelson |  | 2 | O.NG.PBE.NUF.FAC.71300 | Adewale.Adediran@shell.com | SPDC | OpeX | 478.8
200 | SPW GASKET 1 X 150# PTFE | RQ15000085 | SOLAR |  |  | 4 | N.Yekini |  | N.Yekini@shell.com | EA | 22.74 | 1000071086 | NUNR |  | 23169333 |  | RELIEF VALVE CALIBRATION AND INSTALLATION | 2024-03-04 |  | Central East | Okolo, Nelson |  | 4 | O.NG.PBE.NUF.FAC.71300 | Adewale.Adediran@shell.com | SPDC | OpeX | 90.96
201 | SPW GASKET 4 X 300# PTFE | RQ15000085 | NOVUS |  |  | 4 | N.Yekini |  | N.Yekini@shell.com | EA | 268.39 | 1000064390 | NUNR |  | 23169333 |  | RELIEF VALVE CALIBRATION AND INSTALLATION | 2024-03-04 |  | Central East | Okolo, Nelson |  | 4 | O.NG.PBE.NUF.FAC.71300 | Adewale.Adediran@shell.com | SPDC | OpeX | 1073.56
202 | PROXIMITY PROBE | RQ14000088 | DEMAG DELAVAL (MANNESMANN) |  |  | 4 | David.Eludu |  | David.Eludu@shell.com | EA | 2936.57 | 1000491211 | TUNU |  | 23166253 |  | For Tunu AGC 2 start up | 2024-03-07 |  | Swamp West | Nwanokwai, Austin |  | 4 | O.NG.PCW.TNG.FAC.724FC | Ehinomen.Bebo@shell.com | SPDC | OpeX | 11746.28
203 | CIRCUIT BREAKER | RQ0000135 | META MEC |  |  | 2 | Richard.Ba-Bari | GBARAN | Richard.Ba-Bari@shell.com | EA | 1173 |  | GBARAN |  | 23129647 |  | Adibawa Flowstation switchboard | 31-May-2024 | 1070.46 | Central East |  |  | 2 | O.NG.PAE.ABA.FAC | Babatunde.Banjo@shell.com | SPDC | OPEX | 1070.46
204 | 11KV POLE MOUNTED LIGHTNING ARRESTERS & BRACKETS | RQ16000133 |  |  |  | 7 | O.Nwokoma | MTCE EXECUTION | O.Nwokoma@shell.com | EA |  |  | TUNU |  | 23177484 |  | restoration of Opukushi host community power | 30-May-2024 | 0 | SWAMP WEST |  |  | 7 | O.NG.PCW.OKF.FAC | Ehinomen.Bebo@shell.com | SPDC | OPEX | 0
205 | PROXIMITOR SENSOR | RQ2000124 | BENTLY NEVADA (SOLAR) |  |  | 1 | Arthur.Dan-Nwaogu | SOKU | Arthur.Dan-Nwaogu@shell.com | EA |  | 1001926686 | SOKU |  | 23162574 |  | 66TT501A Train 2 Fuel Gas | 2-May-2024 | 546.82 | Central East |  |  | 1 | O.NG.PBE.SKG.FAC.724FC | D.Okunmuyide@shell.com | SPDC | OPEX | 546.82
206 | BEARING | RQ32000128 | SKF |  |  | 2 | I.Dabipi-Kalio | NUNR | I.Dabipi-Kalio@shell.com | EA |  |  | NUNR |  | 23151006 |  | To replace defective bearing on Diebu Creek FS closed drain pump bearing housing | 10-May-2024 | 6991.48 | Central East |  |  | 2 | O.NG.PBE.DCF.FAC.724FC | Babatunde.Banjo@shell.com | SPDC | OPEX | 6991.48
207 | HEX BOLT M6 X 38mm | RQ44000132 |  |  |  | 10 | Lucky.Mpie | SOKU | Lucky.Mpie@shell.com | EA |  |  | SOKU |  | 23150416 |  | For maintenance use | 28-May-2024 | 6.2 | Central East |  |  | 10 | O.NG.PBE.SKG.FAC.724FP | D.Okunmuyide@shell.com | SPDC | OPEX | 6.2
208 | OIL FILTER | RQ49000127 | CAT |  |  | 12 | I.Dabipi-Kalio | NUNR | I.Dabipi-Kalio@shell.com | EA |  | 1000847984 | NUNR |  | 23182486 |  | To change defective ignition unit on cat. G342 gas engine and clogged oil filters on G3412 gas engine | 9-May-2024 | 1077.36 | Central East |  |  | 12 | O.NG.PBE.DCF.FAC.724FC | Babatunde.Banjo@shell.com | SPDC | OPEX | 1077.36
209 | IGNITION UNIT | RQ54000126 | CAT (ALTRONIC) |  |  | 2 | I.Dabipi-Kalio | NUNR | I.Dabipi-Kalio@shell.com | EA |  | 1000384903 | NUNR |  | 23182486 |  | To change defective ignition unit on cat. G342 gas engine and clogged oil filters on G3412 gas engine | 9-May-2024 | 8979.88 | Central East |  |  | 2 | O.NG.PBE.DCF.FAC.724FC | Babatunde.Banjo@shell.com | SPDC | OPEX | 8979.88
210 | ECCENTRIC REDUCER 8" X 6" SCH160 CS | RQ58000125 |  |  |  | 1 | Obiora.Obiakor | OABP | Obiora.Obiakor@shell.com | EA |  | 1000123605 | OABP |  | 30099526 |  | SOKU PWD PROJECT | 3-May-2024 | 248.6 | Central East |  |  | 1 | C.NG.PBE.IM.23.001.1230 | Adebowale.Adegbenro@shell.com | SPDC | CAPEX | 248.6
211 | ELBOW 2" X 90Deg SCH80 CS | RQ58000125 |  |  |  | 20 | Obiora.Obiakor | OABP | Obiora.Obiakor@shell.com | EA |  | 1000052880 | OABP |  | 30099526 |  | SOKU PWD PROJECT | 3-May-2024 | 561.2 | Central East |  |  | 20 | C.NG.PBE.IM.23.001.1230 | Adebowale.Adegbenro@shell.com | SPDC | CAPEX | 561.2
212 | ELBOW 3" X 90Deg SCH40 CS | RQ58000125 |  |  |  | 10 | Obiora.Obiakor | OABP | Obiora.Obiakor@shell.com | EA |  | 1000052883 | OABP |  | 30099526 |  | SOKU PWD PROJECT | 3-May-2024 | 243.5 | Central East |  |  | 10 | C.NG.PBE.IM.23.001.1230 | Adebowale.Adegbenro@shell.com | SPDC | CAPEX | 243.5
213 | STUD BOLT + NUT 5/8" X 90mm UNC | RQ58000125 |  |  |  | 60 | Obiora.Obiakor | OABP | Obiora.Obiakor@shell.com | EA |  | 1000063049 | OABP |  | 30099526 |  | SOKU PWD PROJECT | 3-May-2024 | 137.4 | Central East |  |  | 60 | C.NG.PBE.IM.23.001.1230 | Adebowale.Adegbenro@shell.com | SPDC | CAPEX | 137.4
214 | TEE 2" SCH80 CS | RQ58000125 |  |  |  | 4 | Obiora.Obiakor | OABP | Obiora.Obiakor@shell.com | EA |  | 1000053831 | OABP |  | 30099526 |  | SOKU PWD PROJECT | 3-May-2024 | 107.2 | Central East |  |  | 4 | C.NG.PBE.IM.23.001.1230 | Adebowale.Adegbenro@shell.com | SPDC | CAPEX | 107.2
215 | TEE 3" SCH80 CS | RQ58000125 |  |  |  | 20 | Obiora.Obiakor | OABP | Obiora.Obiakor@shell.com | EA |  | 1000053835 | OABP |  | 30099526 |  | SOKU PWD PROJECT | 3-May-2024 | 1104.8 | Central East |  |  | 20 | C.NG.PBE.IM.23.001.1230 | Adebowale.Adegbenro@shell.com | SPDC | CAPEX | 1104.8
216 | WN FLANGE 2" X 150# SCH80 RF CS | RQ58000125 |  |  |  | 10 | Obiora.Obiakor | OABP | Obiora.Obiakor@shell.com | EA |  | 1000056463 | OABP |  | 30099526 |  | SOKU PWD PROJECT | 3-May-2024 | 326.3 | Central East |  |  | 10 | C.NG.PBE.IM.23.001.1230 | Adebowale.Adegbenro@shell.com | SPDC | CAPEX | 326.3
217 | WN FLANGE 6" X 600# SCH80 RF CS | RQ58000125 |  |  |  | 2 | Obiora.Obiakor | OABP | Obiora.Obiakor@shell.com | EA |  | 1000056540 | OABP |  | 30099526 |  | SOKU PWD PROJECT | 3-May-2024 | 667.32 | Central East |  |  | 2 | C.NG.PBE.IM.23.001.1230 | Adebowale.Adegbenro@shell.com | SPDC | CAPEX | 667.32
218 | WN FLANGE 8" X 600# SCH80 RF CS | RQ58000125 |  |  |  | 7 | Obiora.Obiakor | OABP | Obiora.Obiakor@shell.com | EA |  | 1000056541 | OABP |  | 30099526 |  | SOKU PWD PROJECT | 3-May-2024 | 14360.22 | Central East |  |  | 7 | C.NG.PBE.IM.23.001.1230 | Adebowale.Adegbenro@shell.com | SPDC | CAPEX | 14360.22
219 | KNIFE FUSE 200A | RQ59000134 | JEAN MULLER |  |  | 5 | O.Nwokoma | MTCE EXECUTION | O.Nwokoma@shell.com | EA |  | 1000372543 | MTCE EXECUTION |  | 23177484 |  | restoration of Opukushi host community power | 30-May-2024 | 585.7 | SWAMP WEST |  |  | 5 | O.NG.PCW.OKF.FAC | Ehinomen.Bebo@shell.com | SPDC | OPEX | 585.7
220 | LINE PIPES BARE 16" SCH80, 12M | RQ63000123 |  |  |  | 4 | Sunday.Adesanya | OABP | Sunday.Adesanya@shell.com | EA |  | 1000071201 | OABP |  | 30099496 |  | Estuary cluster 2 & 3 work | 2-May-2024 | 1578.64 | SWAMP WEST |  |  | 4 | C.NG.PBW.DF.24.011.1230. | Adebowale.Adegbenro@shell.com | SPDC | CAPEX | 1578.64
221 | PIPE 3" SCH80 CS | RQ63000123 |  |  |  | 9 | Sunday.Adesanya | OABP | Sunday.Adesanya@shell.com | EA |  |  | OABP |  | 30099496 |  | Estuary cluster 2 & 3 work | 2-May-2024 | 15204.24 | SWAMP WEST |  |  | 9 | C.NG.PBW.DF.24.011.1230. | Adebowale.Adegbenro@shell.com | SPDC | CAPEX | 15204.24
223 | SPW GASKET 2 X 300/600# PTFE | RQ7000122 | KLINGER |  |  |  | Sunday.Adesanya | OABP | Sunday.Adesanya@shell.com | EA |  | 1000327702 | OABP |  | 30098466 |  | Soku PWD Valves functional Test | 22-April-2024 | 264.15 | Central East |  |  | 3 | C.NG.PBE.IM.23.001.1230 | Adebowale.Adegbenro@shell.com | SPDC | CAPEX | 264.15
224 | SPW GASKET 4 X 900# PTFE | RQ7000122 | ERIKS |  |  |  | Sunday.Adesanya | OABP | Sunday.Adesanya@shell.com | EA |  | 1000064436 | OABP |  | 30098466 |  | Soku PWD Valves functional Test | 22-April-2024 | 2370.78 | Central East |  |  | 18 | C.NG.PBE.IM.23.001.1230 | Adebowale.Adegbenro@shell.com | SPDC | CAPEX | 2370.78
225 | OPTICAL FLAME DETECTOR | RQ7000131 | MEGGIT |  |  |  | Lukmon.Adesina | SOKU | Lukmon.Adesina@shell.com | EA |  | 1002023945 | SOKU |  | 23181141 |  | Replacement of AG2 flame detector | 21-May-2024 | 6963.85 | Central East |  |  | 1 | O.NG.PBE.SKF.FAC.724fp | Babatunde.Banjo@shell.com | SPDC | OPEX | 6963.85
226 | CORE ASSEMBLY | RQ74000129 | CAT |  |  |  | I.Dabipi-Kalio | NUNR | I.Dabipi-Kalio@shell.com | EA |  | 1000360330 | NUNR |  | 23166511 |  | To change out defective oil coolers on Caterpillar G342 gas engines | 10-May-2024 | 3829.48 | Central East |  |  | 2 | O.NG.PBE.DCF.FAC.724FC | Babatunde.Banjo@shell.com | SPDC | OPEX | 3829.48
227 | PAPER GASKET 3" X 300# | RQ83000121 |  |  |  |  | Tombari.Ndo | FOT | Tombari.Ndo@shell.com | EA |  |  | FOT |  | 23178707 |  | Change out of defective components | 22-April-2024 | 18.54 | SWAMP WEST |  |  | 2 | O.NG.PTW.PTK.FAC.724FP | Priscillia.Oyegbeda@shell.com | SPDC | OPEX | 18.54
228 | STUD BOLT + NUT 1-1/2X 220mm PTFE | RQ83000121 |  |  |  |  | Tombari.Ndo | FOT | Tombari.Ndo@shell.com | EA |  |  | FOT |  | 23178707 |  | Change out of defective components | 22-April-2024 | 63.75 | SWAMP WEST |  |  | 5 | O.NG.PTW.PTK.FAC.724FP | Priscillia.Oyegbeda@shell.com | SPDC | OPEX | 63.75
229 | KEY WRENCH,BETATOOL,96LC/SC12-750g | RQ92000130 | BETA TOOLS |  |  |  | N.Yekini | NUNR | N.Yekini@shell.com | EA |  | 1002513276 | NUNR |  | 23189657 |  | PACO MAINTENANCE ACTIVITIES | 20-May-2024 | 41 | Central East |  |  | 1 | O.NG.PBE.NUF.FAC.71300 | Adewale.Adediran@shell.com | SPDC | OPEX | 41
230 | KEY WRENCH,OFFSET,BETATOOL,97TX/SC8 | RQ92000130 | BETA TOOLS |  |  |  | N.Yekini | NUNR | N.Yekini@shell.com | EA |  | 1002513275 | NUNR |  | 23189657 |  | PACO MAINTENANCE ACTIVITIES | 20-May-2024 | 127 | Central East |  |  | 2 | O.NG.PBE.NUF.FAC.71300 | Adewale.Adediran@shell.com | SPDC | OPEX | 127
231 | NIPPER,CUTTING,BETATOOL,1082MQ 160 | RQ92000130 | BETA TOOLS |  |  |  | N.Yekini | NUNR | N.Yekini@shell.com | EA |  | 1002513284 | NUNR |  | 23189657 |  | PACO MAINTENANCE ACTIVITIES | 20-May-2024 | 91 | Central East |  |  | 2 | O.NG.PBE.NUF.FAC.71300 | Adewale.Adediran@shell.com | SPDC | OPEX | 91
232 | PEN LIGHT,BETATOOL,1838P | RQ92000130 | BETA TOOLS |  |  |  | N.Yekini | NUNR | N.Yekini@shell.com | EA |  | 1002513240 | NUNR |  | 23189657 |  | PACO MAINTENANCE ACTIVITIES | 20-May-2024 | 71.5 | Central East |  |  | 1 | O.NG.PBE.NUF.FAC.71300 | Adewale.Adediran@shell.com | SPDC | OPEX | 71.5
233 | PLIER,COMBINATION,BETATOOL,1150MQ 220 | RQ92000130 | BETA TOOLS |  |  |  | N.Yekini | NUNR | N.Yekini@shell.com | EA |  | 1002513281 | NUNR |  | 23189657 |  | PACO MAINTENANCE ACTIVITIES | 20-May-2024 | 101 | Central East |  |  | 2 | O.NG.PBE.NUF.FAC.71300 | Adewale.Adediran@shell.com | SPDC | OPEX | 101
234 | SCREWDRIVER,BETATOOL,1279MQ/S4 | RQ92000130 | BETA TOOLS |  |  |  | N.Yekini | NUNR | N.Yekini@shell.com | EA |  | 1002513287 | NUNR |  | 23189657 |  | PACO MAINTENANCE ACTIVITIES | 20-May-2024 | 99 | Central East |  |  | 2 | O.NG.PBE.NUF.FAC.71300 | Adewale.Adediran@shell.com | SPDC | OPEX | 99
235 | SOCKET,HEXAGONAL,BETATOOL,900/C39,1/4in | RQ92000130 | BETA TOOLS |  |  |  | N.Yekini | NUNR | N.Yekini@shell.com | EA |  | 1002513207 | NUNR |  | 23189657 |  | PACO MAINTENANCE ACTIVITIES | 20-May-2024 | 373 | Central East |  |  | 2 | O.NG.PBE.NUF.FAC.71300 | Adewale.Adediran@shell.com | SPDC | OPEX | 373
236 | SOLDERING IRON,BETATOOL,1814M 30 | RQ92000130 | BETA TOOLS |  |  |  | N.Yekini | NUNR | N.Yekini@shell.com | EA |  | 1002513274 | NUNR |  | 23189657 |  | PACO MAINTENANCE ACTIVITIES | 20-May-2024 | 117 | Central East |  |  | 2 | O.NG.PBE.NUF.FAC.71300 | Adewale.Adediran@shell.com | SPDC | OPEX | 117
237 | TACHOMETER,DIGITAL,BETATOOL,1760TC2230mm | RQ92000130 | BETA TOOLS |  |  |  | N.Yekini | NUNR | N.Yekini@shell.com | EA |  | 1002513213 | NUNR |  | 23189657 |  | PACO MAINTENANCE ACTIVITIES | 20-May-2024 | 213 | Central East |  |  | 1 | O.NG.PBE.NUF.FAC.71300 | Adewale.Adediran@shell.com | SPDC | OPEX | 213
238 | TOOL BOX,CANTILEVER,BETATOOL,2120L-VU/4 | RQ92000130 | BETA TOOLS |  |  |  | N.Yekini | NUNR | N.Yekini@shell.com | EA |  | 1002513289 | NUNR |  | 23189657 |  | PACO MAINTENANCE ACTIVITIES | 20-May-2024 | 2346 | Central East |  |  | 2 | O.NG.PBE.NUF.FAC.71300 | Adewale.Adediran@shell.com | SPDC | OPEX | 2346
239 | WRENCH SET,COMBINATION,BETATOOL,42/SP25 | RQ92000130 | BETA TOOLS |  |  |  | N.Yekini | NUNR | N.Yekini@shell.com | EA |  | 1002513196 | NUNR |  | 23189657 |  | PACO MAINTENANCE ACTIVITIES | 20-May-2024 | 826 | Central East |  |  | 2 | O.NG.PBE.NUF.FAC.71300 | Adewale.Adediran@shell.com | SPDC | OPEX | 826
240 | WRENCH,ADJUSTABLE,BETATOOL,110MQ 250 | RQ92000130 | BETA TOOLS |  |  |  | N.Yekini | NUNR | N.Yekini@shell.com | EA |  | 1002513278 | NUNR |  | 23189657 |  | PACO MAINTENANCE ACTIVITIES | 20-May-2024 | 175 | Central East |  |  | 2 | O.NG.PBE.NUF.FAC.71300 | Adewale.Adediran@shell.com | SPDC | OPEX | 175
241 | WRENCH,ADJUSTABLE,BETATOOL,111 250-505g | RQ92000130 | BETA TOOLS |  |  |  | N.Yekini | NUNR | N.Yekini@shell.com | EA |  | 1002513238 | NUNR |  | 23189657 |  | PACO MAINTENANCE ACTIVITIES | 20-May-2024 | 69 | Central East |  |  | 2 | O.NG.PBE.NUF.FAC.71300 | Adewale.Adediran@shell.com | SPDC | OPEX | 69
242 | WRENCH,ADJUSTABLE,BETATOOL,111 300-790g | RQ92000130 | BETA TOOLS |  |  |  | N.Yekini | NUNR | N.Yekini@shell.com | EA |  | 1002513237 | NUNR |  | 23189657 |  | PACO MAINTENANCE ACTIVITIES | 20-May-2024 | 91 | Central East |  |  | 2 | O.NG.PBE.NUF.FAC.71300 | Adewale.Adediran@shell.com | SPDC | OPEX | 91
243 | WRENCH,ADJUSTABLE,BETATOOL,111 380-1320g | RQ92000130 | BETA TOOLS |  |  |  | N.Yekini | NUNR | N.Yekini@shell.com | EA |  | 1002513236 | NUNR |  | 23189657 |  | PACO MAINTENANCE ACTIVITIES | 20-May-2024 | 90 | Central East |  |  | 1 | O.NG.PBE.NUF.FAC.71300 | Adewale.Adediran@shell.com | SPDC | OPEX | 90
244 | PRO-LOCK CABLE, GREEN | RQ95000120 | PRO-LOCK |  |  |  | E.Efe | FYIP | E.Efe@shell.com | EA |  | 1000871952 | FYIP |  | 30091057 |  | Installation at Yokri plant by FYIP | 18-April-2024 | 1306.5 | SWAMP WEST |  |  | 25 | C.NG.PCW.DF.908.1230 | Augustus.Daddie@shell.com | SPDC | CAPEX | 1306.5
245 | LINE PIPE BARE 24" SCH60, 9.6M | RQ75000305 |  |  |  |  | IGE MICHAEL | DFTP | michael.ige@shell.com | EA |  |  | DFTP |  | 30099127 |  | SPM Replacement Project | 2024-11-11 | 10148.85 | SWAMP WEST |  |  | 2 | C.NG.PTE.IO.23.002.1230 | J.Ike@shell.com | SPDC | CAPEX | 20297.7
246 | [27 empty] | 505811.58
247
248
249
250
251
252
253
254
255
256
257
258
259
260
261
262
263
264
265
266
267
268
269
270
271
272
273
274
275
276
277
278
279
280
281
282
283
284
285
286
287
288
289
290
291
292
293
294
295
296
297
298
299
300
301
302
303
304
305
306
307
308
309
310
311
312
313
314
315
316
317
318
319
320
321
322
323
324
325
326
327
328
329
330
331
332
333
334
335
336
337
338
339
340
341
342
343
344
345
346
347
348
349
350
351
352
353
354
355
356
357
358
359
360
361
362
363
364
365
366
367
368
369
370
371
372
373
374
375
376
377
378
379
380
381
382
383
384
385
386
387
388
389
390
391
392
393
394
395
396
397
398
399
400
401
402
403
404
405
406
407
408
409
410
411
412
413
414
415
416
417
418
419
420
421
422
423
424
425
426
427
428
429
430
431
432
433
434
435
436
437
438
439
440
441
442
443
444
445
446
447
448
449
450
451
452
453
454
455
456
457
458
459
460
461
462
463
464
465
466
467
468
469
470
471
472
473
474
475
476
477
478
479
480
481
482
483
484
485
486
487
488
489
490
491
492
493
494
495
496
497
498
499
500
501
502
503
504
505
506
507
508
509
510
511
512
513
514
515

## Ex-Project Surplus
S/N | DESCRIPTION | SAP Number | WO/NW ORDER | QTY | UOM | DMI | ORIGINATOR | AUTHORISER | DATE ISSUED | LOCATION | WBS ELEMENT | UNIT COST @ 100% ($) | T/COST @ 100% ($) | Company | OpeX/CapeX
1 | TACHOMETER 1AT615 CAT | 1000361430 | 23121936 | 2 | EA | CMMTS | Baridana Charley | Yugbovwre, Agberia | 2023-10-05 | OTUMARA | O.NG.PBW.ECF.FAC | 502.23 | 1004.46 | SPDC | OpeX
2 | CONTACTOR | 1000359973 | 23121936 | 2 | EA | CMMTS | Baridana Charley | Yugbovwre, Agberia | 2023-10-05 | OTUMARA | O.NG.PBW.ECF.FAC | 567.67 | 1135.34 | SPDC | OpeX
3 | GLOBE VALVE 1/2" X 2500# RF CS | 1000235292 | 30093127 | 4 | EA | CMMTS | Emmanuel.Obumselu | Usman, Monday | 2023-10-18 | OABP | O.NG.STG.PBE.OTM.017WL | 675.93 | 2703.72 | SPDC | CapeX
4 | PRESSURE GAUGE 0 - 160 BAR | 1000370514 | 30093127 | 2 | EA | CMMTS | Emmanuel.Obumselu | Usman, Monday | 2023-10-18 | OABP | O.NG.STG.PBE.OTM.017WL | 380.86 | 761.72 | SPDC | CapeX
5 | WN FLANGE 3'' X 1500# RF RTJ SCH160 | 1000056596 | 30093127 | 4 | EA | CMMTS | Emmanuel.Obumselu | Usman, Monday | 2023-10-18 | OABP | O.NG.STG.PBE.OTM.017WL | 99.06 | 396.24 | SPDC | CapeX
6 | BLIND FLANGE 1/2'' X 2500# RF CS | 1000056163 | 30093127 | 4 | EA | CMMTS | Emmanuel.Obumselu | Usman, Monday | 2023-10-18 | OABP | O.NG.STG.PBE.OTM.017WL | 349.5 | 1398 | SPDC | CapeX
7 | SPW GASKET 6'' X 600# RF CS | 1000064415 | 30093127 | 8 | EA | CMMTS | Emmanuel.Obumselu | Usman, Monday | 2023-10-18 | OABP | O.NG.STG.PBE.OTM.017WL | 70.13 | 561.04 | SPDC | CapeX
8 | RING JOINT GASKET R13 | 1000070716 | 30093127 | 8 | EA | CMMTS | Emmanuel.Obumselu | Usman, Monday | 2023-10-18 | OABP | O.NG.STG.PBE.OTM.017WL | 14 | 112 | SPDC | CapeX
9 | RING JOINT GASKET R35 | 1000070864 | 30093127 | 9 | EA | CMMTS | Emmanuel.Obumselu | Usman, Monday | 2023-10-18 | OABP | O.NG.STG.PBE.OTM.017WL | 7.8 | 70.2 | SPDC | CapeX
10 | SPW GASKET 1/2'' X 300# RF CS | 1000653844 | 30093127 | 4 | EA | CMMTS | Emmanuel.Obumselu | Usman, Monday | 2023-10-18 | OABP | O.NG.STG.PBE.OTM.017WL | 7.21 | 28.84 | SPDC | CapeX
11 | RING JOINT GASKET R11 | 1000070635 | 30093127 | 4 | EA | CMMTS | Emmanuel.Obumselu | Usman, Monday | 2023-10-18 | OABP | O.NG.STG.PBE.OTM.017WL | 5.56 | 22.24 | SPDC | CapeX
12 | BALL VALVE 3X900 | 1000059716 | 30093127 | 2 | EA | CMMTS | Emmanuel.Obumselu | Usman, Monday | 2023-10-18 | OABP | O.NG.STG.PBE.OTM.017WL | 2160.33 | 4320.66 | SPDC | CapeX
13 | ORIFICE PLATE 4"X2.128 STL | 1001701271 |  | 1 | EA | 22 | Peace Bukola | Akitoye, Folashade O | 2023-12-01 | ANOH | C.NG.ANO.DG.17.002.1230 | 862.1 | 862.1 | SPDC | CapeX
14 | ORIFICE PLATE 4"X2.125 STL | 1002494326 |  | 2 | EA | 23 | Peace Bukola | Akitoye, Folashade O | 2023-12-01 | ANOH | C.NG.ANO.DG.17.002.1230 | 750.05 | 1500.1 | SPDC | CapeX
15 | ORIFICE PLATE 4"X2.824 STL | 1001701271 |  | 1 | EA | 24 | Peace Bukola | Akitoye, Folashade O | 2023-12-01 | ANOH | C.NG.ANO.DG.17.002.1230 | 862.1 | 862.1 | SPDC | CapeX
16 | ORIFICE PLATE 4"X304SS STL | 1002494326 |  | 3 | EA | 25 | Peace Bukola | Akitoye, Folashade O | 2023-12-01 | ANOH | C.NG.ANO.DG.17.002.1230 | 750.05 | 2250.15 | SPDC | CapeX
17 | ORIFICE PLATE 2"X150# STL | 1001000510 |  | 1 | EA | 27 | Peace Bukola | Akitoye, Folashade O | 2023-12-01 | ANOH | C.NG.ANO.DG.17.002.1230 | 564.12 | 564.12 | SPDC | CapeX
18 | ORIFICE PLATE 4"X300# STL | 1002494326 |  | 1 | EA | 28 | Peace Bukola | Akitoye, Folashade O | 2023-12-01 | ANOH | C.NG.ANO.DG.17.002.1230 | 750.05 | 750.05 | SPDC | CapeX
19 | ORIFICE PLATE 3"X600# STL | 1002279677 |  | 1 | EA | 29 | Peace Bukola | Akitoye, Folashade O | 2023-12-01 | ANOH | C.NG.ANO.DG.17.002.1230 | 1412 | 1412 | SPDC | CapeX
20 | ORIFICE PLATE 10"X600# STL | 1002799278 |  | 1 | EA | 30 | Peace Bukola | Akitoye, Folashade O | 2023-12-01 | ANOH | C.NG.ANO.DG.17.002.1230 | 1629.57 | 1629.57 | SPDC | CapeX
21 | 100mm X12mm X 6M FLAT BAR | 1000132295 |  | 1 | EA | 529 | Peace Bukola | Akitoye, Folashade O | 2023-12-01 | ANOH | C.NG.ANO.DG.17.002.1230 | 98.12 | 98.12 | SPDC | CapeX
22 | FLAT BAR 300MM X 20MM |  |  | 36 | EA | 574 | Peace Bukola | Akitoye, Folashade O | 2023-12-01 | ANOH | C.NG.ANO.DG.17.002.1230 | 106.24 | 3824.64 | SPDC | CapeX
23 | FLAT BAR 100MM X 8MM | 1001753622 |  | 18 | EA | 575 | Peace Bukola | Akitoye, Folashade O | 2023-12-01 | ANOH | C.NG.ANO.DG.17.002.1230 | 98.12 | 1766.16 | SPDC | CapeX
24 | FLAT BAR 100MM X 8MM | 1001753622 |  | 12 | EA | 576 | Peace Bukola | Akitoye, Folashade O | 2023-12-01 | ANOH | C.NG.ANO.DG.17.002.1230 | 98.12 | 1177.44 | SPDC | CapeX
25 | FLAT BAR 80MM X 8MM | 1001753622 |  | 6 | EA | 577 | Peace Bukola | Akitoye, Folashade O | 2023-12-01 | ANOH | C.NG.ANO.DG.17.002.1230 | 98.12 | 588.72 | SPDC | CapeX
26 | FLAT BAR 300MM X 8MM |  |  | 4 | EA | 578 | Peace Bukola | Akitoye, Folashade O | 2023-12-01 | ANOH | C.NG.ANO.DG.17.002.1230 | 106.24 | 424.96 | SPDC | CapeX
27 | FLAT BAR 65 X 10MM | 1000062580 |  | 1 | EA | 579 | Peace Bukola | Akitoye, Folashade O | 2023-12-01 | ANOH | C.NG.ANO.DG.17.002.1230 | 25.75 | 25.75 | SPDC | CapeX
28 | FLAT BAR 50 X 10MM |  |  | 1 | EA | 580 | Peace Bukola | Akitoye, Folashade O | 2023-12-01 | ANOH | C.NG.ANO.DG.17.002.1230 | 25.75 | 25.75 | SPDC | CapeX
29 | FLAT BAR 100 X 15MM | 1000132531 |  | 1 | EA | 581 | Peace Bukola | Akitoye, Folashade O | 2023-12-01 | ANOH | C.NG.ANO.DG.17.002.1230 | 72.37 | 72.37 | SPDC | CapeX
30 | SHS 150 X 150 X10MM | 1001973800 |  | 2 | EA | 582 | Peace Bukola | Akitoye, Folashade O | 2023-12-01 | ANOH | C.NG.ANO.DG.17.002.1230 | 953.31 | 1906.62 | SPDC | CapeX
31 | 2"X2" ANGLE GAL. | 1000720845 |  | 120 | EA | 331 | Peace Bukola | Akitoye, Folashade O | 2023-12-01 | ANOH | C.NG.ANO.DG.17.002.1230 | 389.69 | 46762.8 | SPDC | CapeX
32 | 100MM INSIDE RISER CABLE TRAY STAINLESS | 1002460705 |  | 15 | EA | 358 | Peace Bukola | Akitoye, Folashade O | 2023-12-01 | ANOH | C.NG.ANO.DG.17.002.1230 | 34.2 | 513 | SPDC | CapeX
33 | CABLE GLAND BRASS 501/435/RAC/AM20 | 1000492165 |  | 1 | EA | 447 | Peace Bukola | Akitoye, Folashade O | 2023-12-01 | ANOH | C.NG.ANO.DG.17.002.1230 | 54.16 | 54.16 | SPDC | CapeX
34 | CABLE GLAND BRASS 501/435/RAC/AM20 | 1000492165 |  | 4 | EA | 448 | Peace Bukola | Akitoye, Folashade O | 2023-12-01 | ANOH | C.NG.ANO.DG.17.002.1230 | 54.16 | 216.64 | SPDC | CapeX
35 | CABLE GLAND BRASS 501/435/RAC/M32 | 1000305129 |  | 2 | EA | 449 | Peace Bukola | Akitoye, Folashade O | 2023-12-01 | ANOH | C.NG.ANO.DG.17.002.1230 | 70.83 | 141.66 | SPDC | CapeX
36 | CABLE GLAND BRASS 501/435/RAC/M40 | 1000439337 |  | 2 | EA | 450 | Peace Bukola | Akitoye, Folashade O | 2023-12-01 | ANOH | C.NG.ANO.DG.17.002.1230 | 101.87 | 203.74 | SPDC | CapeX
37 | 5/8'' X 110mm STUD BOLT | 1000063052 |  | 54 | EA | 457 | Peace Bukola | Akitoye, Folashade O | 2023-12-01 | ANOH | C.NG.ANO.DG.17.002.1230 | 1.92 | 103.68 | SPDC | CapeX
38 | 5/8'' X 90mm STUD BOLT | 1000063049 |  | 241 | EA | 467 | Peace Bukola | Akitoye, Folashade O | 2023-12-01 | ANOH | C.NG.ANO.DG.17.002.1230 | 2.29 | 551.89 | SPDC | CapeX
39 | 5/8'' X 100mm STUD BOLT | 1000063051 |  | 7 | EA | 470 | Peace Bukola | Akitoye, Folashade O | 2023-12-01 | ANOH | C.NG.ANO.DG.17.002.1230 | 2.29 | 16.03 | SPDC | CapeX
40 | SHS 100 X 8MM | 1000955350 |  | 1 | EA | 583 | Peace Bukola | Akitoye, Folashade O | 2023-12-01 | ANOH | C.NG.ANO.DG.17.002.1230 | 953.31 | 953.31 | SPDC | CapeX
41 | SQUARE BAR 25MM | 1000134654 |  | 6 | EA | 584 | Peace Bukola | Akitoye, Folashade O | 2023-12-01 | ANOH | C.NG.ANO.DG.17.002.1230 | 31.23 | 187.38 | SPDC | CapeX
42 | SQUARE BAR 20MM |  |  | 1 | EA | 585 | Peace Bukola | Akitoye, Folashade O | 2023-12-01 | ANOH | C.NG.ANO.DG.17.002.1230 | 31.23 | 31.23 | SPDC | CapeX
43 | FLAT BAR 100 X 10MM | 1000062581 |  | 10 | EA | 607 | Peace Bukola | Akitoye, Folashade O | 2023-12-01 | ANOH | C.NG.ANO.DG.17.002.1230 | 109.04 | 1090.4 | SPDC | CapeX
44 | SQUARE BAR 10MM |  |  | 6 | EA | 608 | Peace Bukola | Akitoye, Folashade O | 2023-12-01 | ANOH | C.NG.ANO.DG.17.002.1230 | 31.23 | 187.38 | SPDC | CapeX
45 | FLAT BAR 80 X 10MM |  |  | 1 | EA | 611 | Peace Bukola | Akitoye, Folashade O | 2023-12-01 | ANOH | C.NG.ANO.DG.17.002.1230 | 25.75 | 25.75 | SPDC | CapeX
46 | 10" PIPE OFFCUT | 1000051560 |  | 1 | EA | 612 | Peace Bukola | Akitoye, Folashade O | 2023-12-01 | ANOH | C.NG.ANO.DG.17.002.1230 | 203.1 | 203.1 | SPDC | CapeX
47 | IPE 100 BEAM | 1000165299 |  | 1 | EA | 616 | Peace Bukola | Akitoye, Folashade O | 2023-12-01 | ANOH | C.NG.ANO.DG.17.002.1230 | 156.38 | 156.38 | SPDC | CapeX
48 | FLAT BAR 100 X 8MM |  |  | 4 | EA | 618 | Peace Bukola | Akitoye, Folashade O | 2023-12-01 | ANOH | C.NG.ANO.DG.17.002.1230 | 109.04 | 436.16 | SPDC | CapeX
49 | 1350MMX1000MMX60MM STEEL PLATE | 1000258138 |  | 1 | EA | 332 | Peace Bukola | Akitoye, Folashade O | 2023-12-01 | ANOH | C.NG.ANO.DG.17.002.1230 | 3861.32 | 3861.32 | SPDC | CapeX
50 | 2505MMX2005MMX8MM STEEL PLATE | 1000062607 |  | 1 | EA | 333 | Peace Bukola | Akitoye, Folashade O | 2023-12-01 | ANOH | C.NG.ANO.DG.17.002.1230 | 218.81 | 218.81 | SPDC | CapeX
51 | 5000MMX2500MMX40MM STEEL PLATE | 1000068461 |  | 1 | EA | 334 | Peace Bukola | Akitoye, Folashade O | 2023-12-01 | ANOH | C.NG.ANO.DG.17.002.1230 | 5218.56 | 5218.56 | SPDC | CapeX
52 | 6000MMX2000X60MM STEEL PLATE | 1001924441 |  | 1 | EA | 335 | Peace Bukola | Akitoye, Folashade O | 2023-12-01 | ANOH | C.NG.ANO.DG.17.002.1230 | 9463.19 | 9463.19 | SPDC | CapeX
53 | 6530MMX2520MMX50MM STEEL PLATE |  |  | 1 | EA | 336 | Peace Bukola | Akitoye, Folashade O | 2023-12-01 | ANOH | C.NG.ANO.DG.17.002.1230 | 9463.19 | 9463.19 | SPDC | CapeX
54 | 1830MMX930MMX40MM STEEL PLATE |  |  | 1 | EA | 337 | Peace Bukola | Akitoye, Folashade O | 2023-12-01 | ANOH | C.NG.ANO.DG.17.002.1230 | 3861.32 | 3861.32 | SPDC | CapeX
55 | 4900MMX1250MMX50MM STEEL PLATE |  |  | 1 | EA | 338 | Peace Bukola | Akitoye, Folashade O | 2023-12-01 | ANOH | C.NG.ANO.DG.17.002.1230 | 6422.57 | 6422.57 | SPDC | CapeX
56 | STEEL PLATE 5845 X 2040 X 10MM |  |  | 2 | EA | 571 | Peace Bukola | Akitoye, Folashade O | 2023-12-01 | ANOH | C.NG.ANO.DG.17.002.1230 | 3461.94 | 6923.88 | SPDC | CapeX
57 | STEEL PLATE, 5850 X 2000 X25MM |  |  | 3 | EA | 572 | Peace Bukola | Akitoye, Folashade O | 2023-12-01 | ANOH | C.NG.ANO.DG.17.002.1230 | 7218.56 | 21655.68 | SPDC | CapeX
58 | STEEL PLATE 5856 X 2000 X 10MM | 1002283955 |  | 8 | EA | 573 | Peace Bukola | Akitoye, Folashade O | 2023-12-01 | ANOH | C.NG.ANO.DG.17.002.1230 | 3461.94 | 27695.52 | SPDC | CapeX
59 | STEEL PLATE 5150 X 2000 X 30MM | 1002283955 |  | 1 | EA | 604 | Peace Bukola | Akitoye, Folashade O | 2023-12-01 | ANOH | C.NG.ANO.DG.17.002.1230 | 3461.94 | 3461.94 | SPDC | CapeX
60 | STEEL PLATE 5845 X 2000 X 10MM | 1002283955 |  | 2 | EA | 617 | Peace Bukola | Akitoye, Folashade O | 2023-12-01 | ANOH | C.NG.ANO.DG.17.002.1230 | 3461.94 | 6923.88 | SPDC | CapeX
61 | Channel UPN 120 | 1002676783 |  | 1 | EA | 613 | Peace Bukola | Akitoye, Folashade O | 2023-12-01 | ANOH | C.NG.ANO.DG.17.002.1230 | 760.52 | 760.52 | SPDC | CapeX
62 | 4'' Bare Line Pipe | 1000327847 |  | 80 | Pcs | DMI | Uwaezuoke Daniel | Ibiso Martyns | 2023-11-28 | OABP |  | 180.35 | 14428 | SPDC | CapeX
63 | 4'' Sch 40, CS , Line Pipe | 1000327848 |  | 50 | Pcs | DMI | Chika Ayanugo | Ibiso Martyns | 2023-11-29 | OABP |  | 189.39 | 9469.5 | SPDC | CapeX
64 | Line Pipe, 2" Sch 80 CS (6 x 8) |  |  | 48 | M | NMR | Sunday Adesanya | Dienagha Ikiomoworio | 2023-09-14 | SOTP |  | 78.46 | 3766.08 | SPDC | CapeX
65 | 10'' Sch 120, Bare Line Pipe |  |  | 1 | Pcs | DMI | Obiora Obiakor | Odimaa Douglas | 2023-10-12 | OABP |  | 1480 | 1480 | SPDC | CapeX
66 | 4'' Sch 40, PE Coated , Line Pipe | 1000327846 |  | 8 | Pcs | DMI | Nwalozie, Collins | Ogbodu Ogenerume | 2023-10-21 | Rumuahia |  | 368.49 | 2947.92 | SPDC | OpeX
67 | 4'' Sch 80, Bare Pipe | 1000327848 |  | 25 | Pcs | DMI | Ehizoyanyan Omon | Chukwunalu Adeshina | 2023-05-10 | OABP |  | 198.39 | 4959.75 | SPDC | CapeX
68 | 4'' Sch 40, Bare Pipe | 1000327847 |  | 25 | Pcs | DMI | Ehizoyanyan Omon | Chukwunalu Adeshina | 2023-05-10 | OABP |  | 180.35 | 4508.75 | SPDC | CapeX
69 | 8'' Concrete Coated Line Pipe |  |  | 9 | Pcs | DMI | Opuwari, Uwuma | Olatunji, Ayoola | 2023-05-10 | PIPELINE |  | 1680 | 15120 | SPDC | OpeX
70 | 8'' Sch 40, Bare Line Pipe |  |  | 5 | Pcs | DMI | Obiora Obiakor | Odimaa Douglas | 2023-05-10 | OABP |  | 660.76 | 3303.8 | SPDC | CapeX
71 | 8'' Sch 80, CS, Bare Line Pipe | 1000327840 |  | 4 | Pcs | DMI | Ameh Adole | Leonard Divine | 2023-05-10 | FYIP |  | 840.58 | 3362.32 | SPDC | CapeX
72 | SLEEVE,SPLIT,1000psi,10x24in | 1000378150 | 23156793 | 1 | EA | 1152 | Idon, Daniel | Idon, Daniel | 2024-01-16 | PIPELINE | O.NG.PPE.PIP.TUB.724FC | 19549.21 | 19549.21 | SPDC | OpeX
73 | CLAMP,SPLIT+SLEEVE,1000psi,10in | 1000378137 | 23156793 | 1 | EA | 1152 | Idon, Daniel | Idon, Daniel | 2024-01-16 | PIPELINE | O.NG.PPE.PIP.TUB.724FC | 7962.2 | 7962.2 | SPDC | OpeX
74 | SB2N,A193-B7,UNC,110mm,3/4in | 1000063071 | 30097521 | 1 | EA | 1152 | Onwuagba, Ebuka | Odujobi, Olayinka | 2024-01-17 | OABP | C.NG.LNG.DL.23.001 | 9.06 | 9.06 | SPDC | CapeX
75 | NUT,1.1/4in,1002399255030,BREDA | NGW1001869115 | 23159422 | 24 | EA | 1152 | Onwuagba, Ebuka | Onwuagba, Ebuka | 2024-01-25 | PIPELINE | O.NG.PPW.PIP.TEP.724FC | 2.25 | 54 | SPDC | OpeX
76 | GASW,CL2500,316,GPH,DN100 | 1000064364 | 30097363 | 4 | EA | 1452 | Idon, Daniel | Idon, Daniel | 2024-01-26 | OABP | C.NG.LNG.DG.21.001.1230 | 84.85 | 339.4 | SPDC | CapeX
77 | CLAMP,SPLIT+SLEEVE,1000psi,14in | 1000378139 | 23165718 | 1 | EA | 1152 | Onwuagba, Ebuka | Onwuagba, Ebuka | 2024-02-20 | PIPELINE | O.NG.PPE.PIP.TUB.724FC | 17803.21 | 17803.21 | SPDC | OpeX
78 | FLWN,A105,CL150,20, DN200 | 1000056432 | 30096738 | 10 | EA | 1452 | Onwuagba, Ebuka | Odujobi, Olayinka | 2023-12-07 | OABP | C.NG.LNG.DL.23.001 | 376.45 | 3764.5 | SPDC | CapeX
79 | SB2N,A193-B7,UNC,110mm,3/4in | 1000063071 | 30097521 | 26 | EA | 1152 | Onwuagba, Ebuka | Odujobi, Olayinka | 2024-01-17 | OABP | C.NG.LNG.DL.23.001 | 9.06 | 235.56 | SPDC | CapeX
80 | SB2N,A193-B7,UNC,110mm,3/4in | 1000063071 | 30097521 | 32 | EA | 1152 | Onwuagba, Ebuka | Odujobi, Olayinka | 2024-01-17 | OABP | C.NG.LNG.DL.23.001 | 9.06 | 289.92 | SPDC | CapeX
81 | SB2N,A193-B7,UNC,110mm,3/4in | 1000063071 | 30097521 | 92 | EA | 1152 | Onwuagba, Ebuka | Odujobi, Olayinka | 2024-01-17 | OABP | C.NG.LNG.DL.23.001 | 9.06 | 833.52 | SPDC | CapeX
82 | FLWN,A105,CL150,40, DN80 | 1000056451 | 30095949 | 10 | EA | 1452 | Idon, Daniel | Odujobi, Olayinka | 2023-11-06 | DFTP | C.NG.PCW.DF.98.701.1230 | 30.51 | 305.1 | SPDC | CapeX
83 | ELBOW,SWAGELOK,SS60024,3/8x1/4in | 1000255299 | 23138195 | 5 | EA | 1152 | Onwuagba, Ebuka | Onwuagba, Ebuka | 2023-11-15 | PIPELINE | O.NG.PPE.PIP.TUB.724FC | 20.72 | 103.6 | SPDC | OpeX
84 | STUD BOLT,1.1/4in,002399255072,BREDA | 1001869114 | 30096362 | 16 | EA | 1152 | Onwuagba, Ebuka | Nwaokolo, Emmanuel | 2023-11-22 | RUMUEKPE | O.NG.PAE.A1W.WEL.724WC | 6.63 | 106.08 | SPDC | OpeX
85 | CLAMP,SPLIT+SLEEVE,1000psi,14in | 1000378139 | 23147091 | 2 | EA | 1152 | Idon, Daniel | Idon, Daniel | 2023-12-06 | PIPELINE | O.NG.PPE.PIP.TUB.724FC | 17803.21 | 35606.42 | SPDC | OpeX
86 | 12" X 600# BALL VALVE |  |  | 1 |  | DMI | OBIORA OBIAKOR | OLUGBENGA JIMBA | 2022-06-01 | OABP |  | 9058.56 | 9058.56 | SPDC | CapeX
87 | 12" X 600# WN FLANGE SCH 80 |  |  | 1 |  | DMI | OBIORA OBIAKOR | OLUGBENGA JIMBA | 2022-08-08 | OABP |  | 1451.35 | 1451.35 | SPDC | CapeX
88 | 12" X 900# SPW GASKET |  |  | 10 |  | DMI | OBIORA OBIAKOR | OLUGBENGA JIMBA | 2022-08-08 | OABP |  | 116.08 | 1160.8 | SPDC | CapeX
89 | 12" X 600# SPW GASKET |  |  | 4 |  | DMI | OBIORA OBIAKOR | OLUGBENGA JIMBA | 2022-08-08 | OABP |  | 44.86 | 179.44 | SPDC | CapeX
90 | 2020 X 5000 X 6MM MILD STEEL PLATE |  |  | 5 |  | DMI | OBIORA OBIAKOR | ADESHINA CHWUKWUNALU | 2022-08-08 | OABP |  | 1861.32 | 9306.6 | SPDC | CapeX
91 | 2" X 600 GLOBE VALVE |  |  | 1 |  | DMI | UWAEZUOKE DANIEL | UDECHUKWU NNAMDI | 2023-04-18 | OABP |  | 468.99 | 468.99 | SPDC | CapeX
92 | 5/8" X 110MM STUD BOLT/NUT |  |  | 54 |  | DMI | UWAEZUOKE DANIEL | UDECHUKWU NNAMDI | 2023-04-18 | OABP |  | 29.42 | 1588.68 | SPDC | CapeX
93 | 2" X 1" UNEQUAL TEE |  |  | 1 |  | DMI | UWAEZUOKE DANIEL | UDECHUKWU NNAMDI | 2023-04-18 | OABP |  | 23.35 | 23.35 | SPDC | CapeX
94 | CITADEL FENCE ANGLE BAR |  |  | 50 |  | DMI | OBIORA OBIAKOR | ADESHINA CHWUKWUNALU | 2023-04-18 | OABP |  | 23.56 | 1178 | SPDC | CapeX
95 | CITADEL FENCE ANGLE IRON X 3M |  |  | 1 |  | DMI | OBIORA OBIAKOR | ADESHINA CHWUKWUNALU | 2023-04-18 | OABP |  | 75.88 | 75.88 | SPDC | CapeX
96 | CITADEL FENCE FLAT BAR |  |  | 34 |  | DMI | OBIORA OBIAKOR | ADESHINA CHWUKWUNALU | 2023-04-18 | OABP |  | 24.34 | 827.56 | SPDC | CapeX
97 | 6" X 90 PE COATED BEND SCH 80 |  |  | 11 |  | DMI | OBIORA OBIAKOR | SAGBAE S | 2023-08-25 | OABP |  | 520.65 | 5727.15 | SPDC | CapeX
98 | 6" X 90 BARE BEND SCH 80 |  |  | 5 |  | DMI | OBIORA OBIAKOR | SAGBAE S | 2023-08-25 | OABP |  | 475.61 | 2378.05 | SPDC | CapeX
99 | 6" 600# W/N FLANGE SCH 80 |  |  | 3 |  | DMI | OBIORA OBIAKOR | SAGBAE S | 2023-08-25 | OABP |  | 166.83 | 500.49 | SPDC | CapeX
100 | 5000MM X 2500MM X 40MM MILD STEEL PLATE |  |  | 1 |  | DMI | OBIORA OBIAKOR | AMOBI ADESHINA | 2023-08-25 | OABP |  | 3461.94 | 3461.94 | SPDC | CapeX
101 | 12" X 900# SCH60 W/N FLANGE DSS |  |  | 3 |  | DMI | ELUKUDOH IMOEH | TIKILI VICTOR | 2023-08-25 | COG |  | 685.21 | 2055.63 | SPDC | CapeX
102 | 6" X 1500# SCH130 W/N FLANGE DSS | 1090002154 |  | 3 |  | DMI | ELUKUDOH IMOEH | TIKILI VICTOR | 2023-08-25 | COG |  | 2683.61 | 8050.83 | SPDC | CapeX
103 | 6" X 1500# SCH160 W/N FLANGE DSS | 1000056598 |  | 1 |  | DMI | ELUKUDOH IMOEH | TIKILI VICTOR | 2023-08-25 | COG |  | 1439.41 | 1439.41 | SPDC | CapeX
104 | 30" X 300# SCH40 W/N FLANGE DSS | 1001536970 |  | 1 |  | DMI | ELUKUDOH IMOEH | TIKILI VICTOR | 2023-08-25 | COG |  | 2257.84 | 2257.84 | SPDC | CapeX
105 | 10" X 1500# SCH40 W/N FLANGE DSS | 1000153964 |  | 1 |  | DMI | ELUKUDOH IMOEH | TIKILI VICTOR | 2023-08-25 | COG |  | 991.17 | 991.17 | SPDC | CapeX
106 | 10" X 1500# SCH100 W/N FLANGE DSS | 1000153794 |  | 11 |  | DMI | ELUKUDOH IMOEH | TIKILI VICTOR | 2023-08-25 | COG |  | 975.99 | 10735.89 | SPDC | CapeX
107 | 10" X 1500# SCH120 W/N FLANGE DSS | 1000153794 |  | 8 |  | DMI | ELUKUDOH IMOEH | TIKILI VICTOR | 2023-08-25 | COG |  | 975.99 | 7807.92 | SPDC | CapeX
108 | 12" X 1500# SCH120 W/N FLANGE DSS | 1000153967 |  | 9 |  | DMI | ELUKUDOH IMOEH | TIKILI VICTOR | 2023-08-25 | COG |  | 1482.45 | 13342.05 | SPDC | CapeX
109 | 16" X 300# SCH20 W/N FLANGE DSS | 1000056492 |  | 9 |  | DMI | ELUKUDOH IMOEH | TIKILI VICTOR | 2023-08-25 | COG |  | 2029.13 | 18262.17 | SPDC | CapeX
110 | 12" X 1500# SCH120 W/N FLANGE DSS | 1000153967 |  | 12 |  | DMI | ELUKUDOH IMOEH | TIKILI VICTOR | 2023-08-25 | COG |  | 1482.45 | 17789.4 | SPDC | CapeX
111 | 20" X 300# SCH20 W/N FLANGE DSS | 1000056494 |  | 1 |  | DMI | ELUKUDOH IMOEH | TIKILI VICTOR | 2023-08-25 | COG |  | 2789.6 | 2789.6 | SPDC | CapeX
112 | 16" X 1500# SCH120 W/N FLANGE DSS |  |  | 1 |  | DMI | ELUKUDOH IMOEH | TIKILI VICTOR | 2023-08-25 | COG |  | 1629.99 | 1629.99 | SPDC | CapeX
113 | 12" X 1500# SCH120 W/N FLANGE DSS | 1000153967 |  | 1 |  | DMI | ELUKUDOH IMOEH | TIKILI VICTOR | 2023-08-25 | COG |  | 1639.39 | 1639.39 | SPDC | CapeX
114 | 20" X 1500# SCH40 W/N FLANGE DSS | 1000155314 |  | 17 |  | DMI | ELUKUDOH IMOEH | TIKILI VICTOR | 2023-08-25 | COG |  | 1482.45 | 25201.65 | SPDC | CapeX
115 | 16" X 600# W/N FLANGE DSS | 1000056529 |  | 1 |  | DMI | ELUKUDOH IMOEH | TIKILI VICTOR | 2023-08-25 | COG |  | 3193.41 | 3193.41 | SPDC | CapeX
116 | 10" X 600# W/N FLANGE | 1000398836 |  | 1 |  | DMI | ELUKUDOH IMOEH | TIKILI VICTOR | 2023-08-25 | COG |  | 1012.18 | 1012.18 | SPDC | CapeX
117 | 10" X 300# SCH40 W/N FLANGE RF ASTM | 1000056489 |  | 16 |  | DMI | ELUKUDOH IMOEH | TIKILI VICTOR | 2023-08-25 | COG |  | 111.18 | 1778.88 | SPDC | CapeX
118 | 16" X 300# SCH 40 WN FLANGE RF ASTM | 1000056492 |  | 1 |  | DMI | ELUKUDOH IMOEH | TIKILI VICTOR | 2023-08-25 | COG |  | 2029.13 | 2029.13 | SPDC | CapeX
119 | 4" X 300# SCH80 WN FLANGE RF ASTM | 1000056486 |  | 1 |  | DMI | ELUKUDOH IMOEH | TIKILI VICTOR | 2023-08-25 | COG |  | 194.08 | 194.08 | SPDC | CapeX
120 | 4" X 600# SCH 80 WN FLANGE RF ASTM | 1000056539 |  | 7 |  | DMI | ELUKUDOH IMOEH | TIKILI VICTOR | 2023-08-25 | COG |  | 87.27 | 610.89 | SPDC | CapeX
121 | 6" X 600# SCH 80 WN FLANGE RF ASTM | 1000056540 |  | 1 |  | DMI | ELUKUDOH IMOEH | TIKILI VICTOR | 2023-08-25 | COG |  | 166.83 | 166.83 | SPDC | CapeX
122 | 1" X 600# SCH 40 WN FLANGE RF ASTM | 1000056521 |  | 1 |  | DMI | ELUKUDOH IMOEH | TIKILI VICTOR | 2023-08-25 | COG |  | 46.9 | 46.9 | SPDC | CapeX
123 | 16" X 900# SCH60 W/N FLANGE DSS |  |  | 6 |  | DMI | ELUKUDOH IMOEH | TIKILI VICTOR | 2023-08-25 | COG |  | 1150 | 6900 | SPDC | CapeX
124 | 4 1/16" X 5000# W/N FLANGE RT | 1000180015 |  | 1 |  | DMI | ELUKUDOH IMOEH | TIKILI VICTOR | 2023-08-25 | COG |  | 2726.35 | 2726.35 | SPDC | CapeX
125 | 12" X 900# SCH60 W/N FLANGE DSS |  |  | 1 |  | DMI | ELUKUDOH IMOEH | TIKILI VICTOR | 2023-08-25 | COG |  | 685.21 | 685.21 | SPDC | CapeX
126 | 16" SCH RD EQUAL TEE WITH SCRAPPER BAR WT9.27 | 1000053873 |  | 1 |  | DMI | ELUKUDOH IMOEH | TIKILI VICTOR | 2023-08-25 | COG |  | 789 | 789 | SPDC | CapeX
127 | 24" X 16" REDUCED TEE WITH SCRAPPER BAR | 1000139295 |  | 2 |  | DMI | ELUKUDOH IMOEH | TIKILI VICTOR | 2023-08-25 | COG |  | 1358 | 2716 | SPDC | CapeX
128 | 12" X 600# BARREL DOOR | 1000968341 |  | 2 |  | DMI | Etukudoh, Imeh | TIKILI VICTOR | 2023-08-25 | COG |  | 14537.25 | 29074.5 | SPDC | CapeX
129 | 16" BARREL DOOR | 1000968344 |  | 1 |  | DMI | Etukudoh, Imeh | TIKILI VICTOR | 2023-08-25 | COG |  | 9379.53 | 9379.53 | SPDC | CapeX
130 | 12" BARREL DOOR | 1000968341 |  | 1 |  | DMI | Etukudoh, Imeh | TIKILI VICTOR | 2023-08-25 | COG |  | 14537.25 | 14537.25 | SPDC | CapeX
131 | INSTRUMENT PIPE STANDS |  |  | 4 |  | DMI | LOVINA IBEAWUCHI | Oraka, Uchenna | 2022-01-03 | OABP |  | 33.21 | 132.84 | SPDC | CapeX
132 | 4" X 90 DEGREES ELBOW | 1000052888 |  | 8 |  | DMI | ANTHONY AHAOTU | OWEH A | 2022-04-11 | PIPELINE |  | 48.57 | 388.56 | SPDC | OpeX
133 | U CHANNEL 8" X 70MM | NG3M018202148 |  | 1 |  | DMI | NNENNA AWAIBE | ANACLETUS OWEH | 2022-09-30 | PIPELINE |  | 88.45 | 88.45 | SPDC | OpeX
134 | U CHANNEL 8" X 65MM | NG3M018202149 |  | 1 |  | DMI | NNENNA AWAIBE | ANACLETUS OWEH | 2022-09-30 | PIPELINE |  | 88.45 | 88.45 | SPDC | OpeX
135 | 2" X 600 BALL VALVE | 1000059849 |  | 9 |  | DMI | OBIORA OBIAKOR | ODIMAA DOUGLAS | 2022-09-30 | OABP |  | 1111.71 | 10005.39 | SPDC | CapeX
136 | 1" X 4" U CHANNEL | 1000885787 |  | 2 |  | DMI | OBIORA OBIAKOR | ODIMAA DOUGLAS | 2022-09-30 | OABP |  | 44.57 | 89.14 | SPDC | CapeX
137 | 2" 1500# EQUAL CHECK VALVE | 1000060170 |  | 2 |  | DMI | OBIORA OBIAKOR | ODIMAA DOUGLAS | 2022-09-30 | OABP |  | 733.08 | 1466.16 | SPDC | CapeX
138 | THREADED STUD BOLT |  |  | 200 |  | DMI | NNENNA AWAIBE | OWEH A | 2023-08-25 | PIPELINE | O.NG.PPW.PIP.TEP.724FC | 7.75 | 1550 | SPDC | OpeX
139 | 4" X 4" ANGULAR IRON | 1001753699 |  | 1 |  | DMI | NNENNA AWAIBE | ANACLETUS OWEH | 2022-09-30 | PIPELINE | O.NG.PPW.PIP.TEP.724FC | 128.65 | 128.65 | SPDC | OpeX
140 | 6" X1500# SPW GASKET | 1000064515 |  | 16 |  | DMI | UWAEZUOKE DANIEL | UDECHUKWU NNAMDI | 2023-08-25 | OABP | C.NG.AFS.DL.23.016.1232 | 120.87 | 1933.92 | SPDC | CapeX
141 | 6" X 1500# BALL VALVE RB | 1000181448 |  | 1 |  | DMI | UWAEZUOKE DANIEL | UDECHUKWU NNAMDI | 2023-08-25 | OABP | C.NG.AFS.DL.23.016.1232 | 16629.4 | 16629.4 | SPDC | CapeX
142 | 1 3/8" X 260MM STUD BOLT/ NUT | 1000104450 |  | 29 |  | DMI | UWAEZUOKE DANIEL | UDECHUKWU NNAMDI | 2023-08-25 | OABP | C.NG.AFS.DL.23.016.1232 | 27.19 | 788.51 | SPDC | CapeX
143 | 5/8" X 110MM STUD BOLT/NUT | 1000063052 |  | 96 |  | DMI | UWAEZUOKE DANIEL | UDECHUKWU NNAMDI | 2023-08-25 | OABP | C.NG.AFS.DL.23.016.1232 | 1.86 | 178.56 | SPDC | CapeX
144 | 6" U BOLT | 1002822504 |  | 15 |  | DMI | UWAEZUOKE DANIEL | UDECHUKWU NNAMDI | 2023-08-25 | OABP | C.NG.AFS.DL.23.016.1232 | 62.6 | 939 | SPDC | CapeX
145 | 3/4" X 130MM STUD BOLT/NUT | 1000063003 |  | 24 |  | DMI | UWAEZUOKE DANIEL | UDECHUKWU NNAMDI | 2023-08-25 | OABP | C.NG.AFS.DL.23.016.1232 | 10.59 | 254.16 | SPDC | CapeX
146 | 6" X 1500# SPW GASKET | 1000181448 |  | 5 |  | DMI | UWAEZUOKE DANIEL | UDECHUKWU NNAMDI | 2023-08-25 | OABP | C.NG.AFS.DL.23.016.1232 | 120.87 | 604.35 | SPDC | CapeX
147 | 2" X 1500# SPW GASKET | 1000327708 |  | 14 |  | DMI | UWAEZUOKE DANIEL | UDECHUKWU NNAMDI | 2023-08-25 | OABP | C.NG.AFS.DL.23.016.1232 | 71.52 | 1001.28 | SPDC | CapeX
148 | 4" X 600WN FLANGE SCH80 | 1000056539 |  | 4 |  | DMI | OBIORA OBIAKOR | IBISO MARTYNS | 2023-08-25 | OABP | C.NG.PTE.DF.23.008.1230 | 76.91 | 307.64 | SPDC | CapeX
149 | 4" X 600# SPW GASKET | 1000064445 |  | 6 |  | DMI | OBIORA OBIAKOR | IBISO MARTYNS | 2023-08-25 | OABP | C.NG.PTE.DF.23.008.1230 | 176.84 | 1061.04 | SPDC | CapeX
150 | 2" X 600# SPW GASKET | 1000327702 |  | 4 |  | DMI | OBIORA OBIAKOR | IBISO MARTYNS | 2023-08-25 | OABP | C.NG.PTE.DF.23.008.1230 | 88.05 | 352.2 | SPDC | CapeX
151 | 2" X 150# SPW GASKET | 1000649374 |  | 4 |  | DMI | OBIORA OBIAKOR | IBISO MARTYNS | 2023-08-25 | OABP | C.NG.PTE.DF.23.008.1230 | 3.68 | 14.72 | SPDC | CapeX
152 | 6" X 600# SPW GASKET | 1000327704 |  | 6 |  | DMI | OBIORA OBIAKOR | IBISO MARTYNS | 2023-08-25 | OABP | C.NG.PTE.DF.23.008.1230 | 213.75 | 1282.5 | SPDC | CapeX
153 | 2440MM X1200MM X 4MM GALVANISED MILD STEEL PLATE | 1002491445 |  | 3 |  | DMI | OBIORA OBIAKOR | ODIMAA DOUGLAS | 2023-08-25 | OABP | C.NG.PTE.DF.23.008.1230 | 101.66 | 304.98 | SPDC | CapeX
154 | 6M X 300MM X 20MM MILD STEEL FLAT BAR | 1002461064 |  | 3 |  | DMI | OBIORA OBIAKOR | ODIMAA DOUGLAS | 2023-08-25 | OABP | C.NG.PTE.DF.23.008.1230 | 25.95 | 77.85 | SPDC | CapeX
155 | M22 ANCHOR BOLT WITH NUT | 1002764848 |  | 60 |  | DMI | OBIORA OBIAKOR | ODIMAA DOUGLAS | 2023-08-25 | OABP | C.NG.PTE.DF.23.008.1230 | 14.78 | 886.8 | SPDC | CapeX
156 | 2" X 600 GATE VALVE | 1000060411 |  | 2 |  | DMI | OBIORA OBIAKOR | ODIMAA DOUGLAS | 2023-08-25 | OABP | C.NG.PTE.DF.23.008.1230 | 216.66 | 433.32 | SPDC | CapeX
157 | 240MM X 1200MM X 11MM MILD STEEL PLATE | 1002491445 |  | 2 |  | DMI | OBIORA OBIAKOR | ODIMAA DOUGLAS | 2023-08-25 | OABP | C.NG.PTE.DF.23.008.1230 | 101.66 | 203.32 | SPDC | CapeX
158 | 2" X 1500# SPW GASKET | 1000327708 |  | 24 |  | DMI | OBIORA OBIAKOR | ODIMAA DOUGLAS | 2023-08-25 | OABP | C.NG.PTE.DF.23.008.1230 | 71.52 | 1716.48 | SPDC | CapeX
159 | 4" FLAT BAR | 1000132369 |  | 2 |  | DMI | OBIORA OBIAKOR | ODIMAA DOUGLAS | 2023-08-25 | OABP | C.NG.PTE.DF.23.008.1230 | 921.6 | 1843.2 | SPDC | CapeX
160 | 8" X 1500# SPW GASKET | 1000070040 |  | 20 |  | DMI | OBIORA OBIAKOR | ODIMAA DOUGLAS | 2023-08-25 | OABP | C.NG.PTE.DF.23.008.1230 | 410 | 8200 | SPDC | CapeX
161 | GSKT SPW CL150 ASTM GRAPH DN25 | 1000327712 | 23160445 | 10 | EA | 1452 | Ewarah, Erhumu | Idon, Daniel | 2024-04-19 | Otumara | O.NG.PBW.OTF.FAC | 41.06 | 410.6 | SPDC | OpeX
162 | STUD BOLT,1.1/4in,002399255072,BREDA | NGW1001869114 | 30098262 | 22 | EA | 1152 | Idon, Daniel | Nwaokolo, Emmanuel | 2024-02-23 | Tunu | O.NG.PAE.A1W.WEL.724WC | 6.94 | 152.68 | SPDC | OpeX
163 | NUT,1.1/4in,1002399255030,BREDA | NGW1001869115 | 30098262 | 7 | EA | 1152 | Idon, Daniel | Nwaokolo, Emmanuel | 2024-02-23 | Tunu | O.NG.PAE.A1W.WEL.724WC | 2.25 | 15.75 | SPDC | OpeX
164 | VOLUME BOOSTER,076407.999.000,VALTEK | 1000662106 | 23055248 | 1 | EA | 1152 | Oborokumo, Ebiegberi | Ayah, Chinedu | 2024-03-06 | EA FPSO | O.NG.PAO.EAF.FAC | 1963.33 | 1963.33 | SPDC | OpeX
165 | CLAMP,SPLIT+SLEEVE,1000psi,14in | 1000378139 | 23171174 | 1 | EA | 1152 | Awaibe, Nnenna | Onwuagba, Ebuka | 2024-03-08 | PIPELINE | O.NG.PPE.PIP.TDB.724FC | 17803.21 | 17803.21 | SPDC | OpeX
166 | CLAMP,PIPELINE REPAIR,1000psi,24x24in | 1000378156 | 23178838 | 1 | EA | 1152 | Agbroko, Ejovwoke | Idon, Daniel | 2024-04-08 | PIPELINE | O.NG.PPE.PIP.TDB.724FC | 58073.49 | 58073.49 | SPDC | OpeX
167 | CLAMP,SPLIT+SLEEVE,CL3000,20in,14in | 1002351436 | 23179650 | 1 | EA | 1152 | Awaibe, Nnenna | Oshin, Seun | 2024-04-12 | PIPELINE | O.NG.PPE.PIP.TDB.724FC | 42310.32 | 42310.32 | SPDC | OpeX
168 | CLAMP,PIPELINE REPAIR,1000psi,28x24in | 1000378158 | 23179649 | 1 | EA | 1152 | Agbroko, Ejovwoke | Idon, Daniel | 2024-04-15 | PIPELINE | O.NG.PPE.PIP.TDB.724FC | 61627.59 | 61627.59 | SPDC | OpeX
169 | GASW,CL300,316,GPH,DN400 | 1000064396 | 23160445 | 3 | EA | 1452 | Ewarah, Erhumu | Idon, Daniel | 2024-04-19 | Otumara | O.NG.PBW.OTF.FAC | 122 | 366 | SPDC | OpeX
170 | BECOPTACOLE Ex 63A SOCKET & PLUG | 1000086710 |  | 1 | SET | DMI | AJAYI KOLAWOLE | Kpoudosu, David | 2024-01-05 | GNC | GNC PROJECT (GREENFIELD) | 836.24 | 836.24 | SPDC | CapeX
171 | STAHL LIGHTING FIXTURE 2X36W Ex BATTERY | 1001958369 |  | 2 | EA | DMI | AJAYI KOLAWOLE | Kpoudosu, David | 2024-01-05 | GNC | GNC PROJECT (GREENFIELD) | 2428.26 | 4856.52 | SPDC | CapeX
172 | M20 CABLE GLAND SHROUD | 1001888706 |  | 15 | EA | DMI | AJAYI KOLAWOLE | Kpoudosu, David | 2024-01-05 | GNC | GNC PROJECT (GREENFIELD) | 0.31 | 4.65 | SPDC | CapeX
173 | JUNCTION BOX for LIGHTING FIXTURE | 1000304658 |  | 9 | EA | DMI | AJAYI KOLAWOLE | Kpoudosu, David | 2024-01-05 | GNC | GNC PROJECT (GREENFIELD) | 488.82 | 4399.38 | SPDC | CapeX
174 | FLOODLIGHT FITTING | 1000376633 |  | 13 | EA | DMI | EZE FRANK | Ogbuehi, Charles | 2023-12-14 | GNC | GNC PROJECT (GREENFIELD) | 312.43 | 4061.59 | SPDC | CapeX
175 | PRIMARY JB for LIGHTING & SMALL POWER OUTLET | 1000304658 |  | 17 | EA | DMI | EZE FRANK | Ogbuehi, Charles | 2023-12-14 | GNC | GNC PROJECT (GREENFIELD) | 488.82 | 8309.94 | SPDC | CapeX
176 | FLOODLIGHT JBs | 1000304658 |  | 20 | EA | DMI | EZE FRANK | Ogbuehi, Charles | 2023-12-14 | GNC | GNC PROJECT (GREENFIELD) | 488.82 | 9776.4 | SPDC | CapeX
177 | FLUORESCENT TUBE 4ft 360W (6Cartons) | 1000402014 |  | 150 | EA | DMI | EZE FRANK | Ogbuehi, Charles | 2023-12-14 | GNC | GNC PROJECT (GREENFIELD) | 2.61 | 391.5 | SPDC | CapeX
178 | SUPPORT FOR JBs |  |  | 1 | EA | DMI | EZE FRANK | Ogbuehi, Charles | 2023-12-14 | GNC | GNC PROJECT (GREENFIELD) | 77.34 | 77.34 | SPDC | CapeX
179 | POWER CABLE 1C X 150mm2 N-Armoured | 1000326311 |  | 150 | Meter | DMI | EZE FRANK | Ogbuehi, Charles | 2023-12-14 | GNC | GNC PROJECT (GREENFIELD) | 74.68 | 11202 | SPDC | CapeX
180 | GALVANIZED/STAINLESS STEEL POLES for LIGHTING FIXTURE SUPPORT | 1002806441 |  | 17 | EA | DMI | EZE FRANK | Ogbuehi, Charles | 2023-12-14 | GNC | GNC PROJECT (GREENFIELD) | 1909.95 | 32469.15 | SPDC | CapeX
181 | CANOPY for JBs SUPPORT |  |  | 1 | EA | DMI | EZE FRANK | Ogbuehi, Charles | 2023-12-14 | GNC | GNC PROJECT (GREENFIELD) | 35.42 | 35.42 | SPDC | CapeX
182 | CABLE GLAND M20 BRASS | 1000255933 |  | 220 | EA | DMI | EZE FRANK | Ogbuehi, Charles | 2023-12-14 | GNC | GNC PROJECT (GREENFIELD) | 58.19 | 12801.8 | SPDC | CapeX
183 | FABRICATED SPOOL with 5 ELBOWS SS |  |  | 2 | EA | DMI | OLAJIDE OLAOYE | Ogbuehi, Charles | 2023-11-17 | GNC | GNC PROJECT (GREENFIELD) | 2157.49 | 4314.98 | SPDC | CapeX
184 | FULL of 8" SCH160 PIPE SS |  |  | 3 | Length | DMI | OLAJIDE OLAOYE | Ogbuehi, Charles | 2023-11-17 | GNC | GNC PROJECT (GREENFIELD) | 2937.28 | 8811.84 | SPDC | CapeX
185 | REDUCING TEE 8" X 4" SS | 1000132151 |  | 1 | EA | DMI | ORANYE AKOSA | Ogbuehi, Charles | 2023-11-18 | GNC | GNC PROJECT (GREENFIELD) | 1628.82 | 1628.82 | SPDC | CapeX
186 | EQUAL TEE 10" CS | 1000053858 |  | 1 | EA | DMI | ORANYE AKOSA | Ogbuehi, Charles | 2023-11-18 | GNC | GNC PROJECT (GREENFIELD) | 1138.72 | 1138.72 | SPDC | CapeX
187 | ELBOW 10" X 90Deg CS | 1000052907 |  | 2 | EA | DMI | ORANYE AKOSA | Ogbuehi, Charles | 2023-11-18 | GNC | GNC PROJECT (GREENFIELD) | 789.29 | 1578.58 | SPDC | CapeX
188 | ELBOW 6" X 90Deg CS | 1000052895 |  | 2 | EA | DMI | ORANYE AKOSA | Ogbuehi, Charles | 2023-11-18 | GNC | GNC PROJECT (GREENFIELD) | 1152.48 | 2304.96 | SPDC | CapeX
189 | REDUCING TEE 10" X 4" SS | 1000135868 |  | 1 | EA | DMI | ORANYE AKOSA | Ogbuehi, Charles | 2023-11-18 | GNC | GNC PROJECT (GREENFIELD) | 2004.12 | 2004.12 | SPDC | CapeX
190 | LINE PIPE 8" S160 DSS |  |  | 4 | Length | DMI | ORANYE AKOSA | Ogbuehi, Charles | 2023-11-20 | GNC | GNC PROJECT (GREENFIELD) | 2937.28 | 11749.12 | SPDC | CapeX
191 | ELBOW 8" S160 DSS |  |  | 4 | EA | DMI | ORANYE AKOSA | Ogbuehi, Charles | 2023-11-20 | GNC | GNC PROJECT (GREENFIELD) | 1699.96 | 6799.84 | SPDC | CapeX
192 | CONCENTRIC REDUCER 8" X 4" SCH160/80 DSS | 1000120397 |  | 2 | EA | DMI | OLAJIDE OLAOYE | MEMBERR I.E | 2023-11-23 | GNC | GNC PROJECT (GREENFIELD) | 1828.71 | 3657.42 | SPDC | CapeX
193 | WN FLANGE 8" X 1500# SCH160 RF DSS | 1001582420 |  | 3 | EA | DMI | OLAJIDE OLAOYE | MEMBERR I.E | 2023-11-23 | GNC | GNC PROJECT (GREENFIELD) | 828.98 | 2486.94 | SPDC | CapeX
194 | WELDOLET 8" X 2" SCH160/80 DSS | 1002805744 |  | 1 | EA | DMI | OLAJIDE OLAOYE | MEMBERR I.E | 2023-11-23 | GNC | GNC PROJECT (GREENFIELD) | 1353.47 | 1353.47 | SPDC | CapeX
195 | STUD BOLT + NUT 7/8" X 185mm | 1001010819 |  | 40 | EA | DMI | OLAJIDE OLAOYE | MEMBERR I.E | 2023-11-23 | GNC | GNC PROJECT (GREENFIELD) | 12.57 | 502.8 | SPDC | CapeX
196 | STUD BOLT + NUT 1/2" X 100mm | 1001010576 |  | 8 | EA | DMI | OLAJIDE OLAOYE | MEMBERR I.E | 2023-11-23 | GNC | GNC PROJECT (GREENFIELD) | 4.55 | 36.4 | SPDC | CapeX
197 | STUD BOLT + NUT 1-1/4" X 300mm | 1000063198 |  | 15 | EA | DMI | OLAJIDE OLAOYE | MEMBERR I.E | 2023-11-23 | GNC | GNC PROJECT (GREENFIELD) | 12.86 | 192.9 | SPDC | CapeX
198 | LINE PIPE 4" SCH160 DSS | 1000072122 |  | 1 | Length | DMI | OLAJIDE OLAOYE | MEMBERR I.E | 2023-11-23 | GNC | GNC PROJECT (GREENFIELD) | 944.53 | 944.53 | SPDC | CapeX
199 | BLIND FLANGE 10" X 150# RF CS | 1000056186 |  | 1 | EA | DMI | SULEIMAN AKANBI | KABIR ABASS | 2023-12-05 | GNC | GNC PROJECT (GREENFIELD) | 157.26 | 157.26 | SPDC | CapeX
200 | STUD BOLT+ NUT 1" X 160mm | 1000063532 |  | 14 | EA | DMI | SULEIMAN AKANBI | KABIR ABASS | 2023-12-05 | GNC | GNC PROJECT (GREENFIELD) | 8.14 | 113.96 | SPDC | CapeX
201 | SPW GASKET 10" X 600# RF | 1000327705 |  | 4 | EA | DMI | SULEIMAN AKANBI | KABIR ABASS | 2023-12-05 | GNC | GNC PROJECT (GREENFIELD) | 255.85 | 1023.4 | SPDC | CapeX
202 | SPW GASKET 6" X 300# RF | 1000893680 |  | 2 | EA | DMI | SULEIMAN AKANBI | KABIR ABASS | 2023-12-05 | GNC | GNC PROJECT (GREENFIELD) | 58.62 | 117.24 | SPDC | CapeX
203 | SHROUD for M20 GLAND | 1001888710 |  | 90 | EA | DMI | EZE FRANK | Ogbuehi, Charles | 2023-12-16 | GNC | GNC PROJECT (GREENFIELD) | 0.52 | 46.8 | SPDC | CapeX
204 | IP WASHER for M20 GLAND | 1001646688 |  | 18 | EA | DMI | EZE FRANK | Ogbuehi, Charles | 2023-12-16 | GNC | GNC PROJECT (GREENFIELD) | 0.72 | 12.96 | SPDC | CapeX
205 | COMPLETE SET OF M20 GLAND | 1000255933 |  | 35 | EA | DMI | EZE FRANK | Ogbuehi, Charles | 2023-12-16 | GNC | GNC PROJECT (GREENFIELD) | 58.19 | 2036.65 | SPDC | CapeX
206 | BLIND FLANGE 2" X 1500# RF SS | 1000056971 |  | 1 | EA | DMI | OLAJIDE OLAOYE | EMETUBELEM, MUOLEE | 2023-12-19 | GNC | GNC PROJECT (GREENFIELD) | 2392.61 | 2392.61 | SPDC | CapeX
207 | LEVEL GUAGE | 1000308459 |  | 1 | EA | DMI | OLAJIDE OLAOYE | EMETUBELEM, MUOLEE | 2023-12-19 | GNC | GNC PROJECT (GREENFIELD) | 8944.09 | 8944.09 | SPDC | CapeX
208 | MONOFLANGE DBB 1/2" NPT | 1001791300 |  | 2 | EA | DMI | OLAJIDE OLAOYE | Ogbuehi, Charles | 2023-12-20 | GNC | GNC PROJECT (GREENFIELD) | 6869.52 | 13739.04 | SPDC | CapeX
209 | STUD BOLT + NUT 5/8" X 115mm B7 | 1000063053 |  | 65 | EA | DMI | OLAJIDE OLAOYE | Ogbuehi, Charles | 2023-12-22 | GNC | GNC PROJECT (GREENFIELD) | 5.58 | 362.7 | SPDC | CapeX
210 | SPW GASKET 24" X 150LBS | 1000069232 |  | 2 | EA | DMI | OLAJIDE OLAOYE | Iyoha, Esosa | 2023-12-26 | GNC | GNC PROJECT (GREENFIELD) | 167.51 | 335.02 | SPDC | CapeX
211 | INSTRUMENT CABLE 2 X 1.0mm2 | 1001881100 |  | 125 | Meter | DMI | NWACHI MUSTY | Ogbuehi, Charles | 2023-12-23 | GNC | GNC PROJECT (GREENFIELD) | 10.69 | 1336.25 | SPDC | CapeX
212 | SPRING LOADED SUPPORT | 1002439782 |  | 1 | EA | DMI | OLAJIDE OLAOYE | Mohammed, Abdul | 2023-12-30 | GNC | GNC PROJECT (GREENFIELD) | 649 | 649 | SPDC | CapeX
213 | O-RING, SAE.461, VITON, 970020C1 | 1000930211 |  | 2 | EA | DMI | DIGBANI TAMS | Usiagu, Gloria | 2023-12-30 | GNC | GNC PROJECT (GREENFIELD) | 1.02 | 2.04 | SPDC | CapeX
214 | PIPE,MTLC,CS,X52,SMLS,DRL,DN150, SCH 80 | 1000051551 |  | 11 | Length | DMI | SUNDAY ADESANYA | Divine, Leonard | 2023-04-30 | OABP | Estuary Cluster 3 Rehabilitation Works | 515.4 | 5669.4 | SPDC | CapeX
215 | PIPE,MTLC,CS,X52,SMLS,DRL,DN200, SCH 80 | 1000051556 |  | 12 | Length | DMI | SUNDAY ADESANYA | ABDULAZEEZ ABDULMUMIN | 2023-04-30 | OABP | Estuary Cluster 3 Rehabilitation Works | 545.86 | 6550.32 | SPDC | CapeX
216 | PIPE,MTLC,CS,X52,SMLS,DRL,DN80, SCH 80 | 1000051542 |  | 9 | Length | DMI | SUNDAY ADESANYA | Anozie, Okey | 2023-04-30 | OABP | Estuary Cluster 3 Rehabilitation Works | 134.47 | 1210.23 | SPDC | CapeX
217 | PIPE,MTLC,CS,X52,SMLS,DRL,DN 400 SCH 80 | 1000051815 |  | 4 | Length | DMI | SUNDAY ADESANYA | Anozie, Okey | 2023-04-30 | OABP | Estuary Cluster 3 Rehabilitation Works | 656.34 | 2625.36 | SPDC | CapeX
218 | PIPE,MTLC,CS,X52,SMLS,DRL,DN300, SCH 80 | 1000072472 |  | 7 | Length | DMI | SUNDAY ADESANYA | Anozie, Okey | 2023-04-30 | OABP | Estuary Cluster 3 Rehabilitation Works | 1018.68 | 7130.76 | SPDC | CapeX
219 | PIPE,MTLC,CS,X52,SMLS,DRL,DN100, SCH 80 | 1000051546 |  | 2 | Length | DMI | SUNDAY ADESANYA | Anozie, Okey | 2023-04-30 | OABP | Estuary Cluster 3 Rehabilitation Works | 214.6 | 429.2 | SPDC | CapeX
220 | PIPE,MTLC,CS,X52,SMLS,DRL,DN250,SCH 80 | 1000051561 |  | 7 | Length | DMI | SUNDAY ADESANYA | Anozie, Okey | 2023-04-30 | OABP | Estuary Cluster 3 Rehabilitation Works | 1007.68 | 7053.76 | SPDC | CapeX
221 | 11KV POLE MOUNTED LIGHTNING ARRESTERS & BRACKETS |  |  | 7 | EA |  | Nwokoma, Oghenefego | Pepple, Sokari | 2024-06-01 | MAINTENANCE EXECUTION |  | 23760 | 166320 | SPDC | OpeX
222 | PRESSURE SWITCH GAUGE |  | 23037934 | 3 | EA |  | Akpovwovwo, Phil | Ekeke, Efremfon | 2024-05-12 | OTUMARA | O.NG.PBW.OTC.FAC.724FC | 562.48 | 1687.44 | SPDC | OpeX
223 | PRESSURE SWITCH GAUGE |  | 23037934 | 4 | EA |  | Akpovwovwo, Phil | Ekeke, Efremfon | 2024-05-12 | OTUMARA | O.NG.PBW.OTC.FAC.724FC | 562.48 | 2249.92 | SPDC | OpeX
224 | PRESSURE SWITCH GAUGE |  | 23037934 | 4 | EA |  | Akpovwovwo, Phil | Ekeke, Efremfon | 2024-05-12 | OTUMARA | O.NG.PBW.OTC.FAC.724FC | 562.48 | 2249.92 | SPDC | OpeX
225 | VALVE-SEAT INSERT | 1000755179 | 23037934 | 4 | EA |  | Akpovwovwo, Phil | Ekeke, Efremfon | 2024-05-12 | OTUMARA | O.NG.PBW.OTC.FAC.724FC | 62.09 | 248.36 | SPDC | OpeX
226 | EXHAUST VALVE INSERT | 1000755180 | 23037934 | 4 | EA |  | Akpovwovwo, Phil | Ekeke, Efremfon | 2024-05-12 | OTUMARA | O.NG.PBW.OTC.FAC.724FC | 78.72 | 314.88 | SPDC | OpeX
227 | MICRO SWITCH | 1000366738 | 23037934 | 11 | EA |  | Akpovwovwo, Phil | Ekeke, Efremfon | 2024-05-12 | OTUMARA | O.NG.PBW.OTC.FAC.724FC | 73.64 | 810.04 | SPDC | OpeX
228 | RELAY BASE | 1000393195 | 23037934 | 13 | EA |  | Akpovwovwo, Phil | Ekeke, Efremfon | 2024-05-12 | OTUMARA | O.NG.PBW.OTC.FAC.724FC | 0.82 | 10.66 | SPDC | OpeX
229 | RELAY 11-PIN |  | 23037934 | 8 | EA |  | Akpovwovwo, Phil | Ekeke, Efremfon | 2024-05-12 | OTUMARA | O.NG.PBW.OTC.FAC.724FC | 24.21 | 193.68 | SPDC | OpeX
230 | RELAY 8-PIN | 1001136638 | 23037934 | 16 | EA |  | Akpovwovwo, Phil | Ekeke, Efremfon | 2024-05-12 | OTUMARA | O.NG.PBW.OTC.FAC.724FC | 7.5 | 120 | SPDC | OpeX
231 | RESET BUTTON ASSY |  | 23037934 | 160 | EA |  | Akpovwovwo, Phil | Ekeke, Efremfon | 2024-05-12 | OTUMARA | O.NG.PBW.OTC.FAC.724FC | 45.52 | 7283.2 | SPDC | OpeX
232 | PRESSURE GAUGE 0 - 30PSI (0 - 200kPa) |  | 23037934 | 3 | EA |  | Akpovwovwo, Phil | Ekeke, Efremfon | 2024-05-12 | OTUMARA | O.NG.PBW.OTC.FAC.724FC | 125.23 | 375.69 | SPDC | OpeX
233 | PRESSURE GAUGE 0 - 100PSI (0 - 600kPa) |  | 23037934 | 2 | EA |  | Akpovwovwo, Phil | Ekeke, Efremfon | 2024-05-12 | OTUMARA | O.NG.PBW.OTC.FAC.724FC | 307.35 | 614.7 | SPDC | OpeX
234 | PRESSURE GAUGE 0 - 75PSI (0 - 400kPa) |  | 23037934 | 4 | EA |  | Akpovwovwo, Phil | Ekeke, Efremfon | 2024-05-12 | OTUMARA | O.NG.PBW.OTC.FAC.724FC | 149.66 | 598.64 | SPDC | OpeX
235 | PRESSURE GAUGE 0 - 30PSI (0 - 200kPa) |  | 23037934 | 2 | EA |  | Akpovwovwo, Phil | Ekeke, Efremfon | 2024-05-12 | OTUMARA | O.NG.PBW.OTC.FAC.724FC | 125.23 | 250.46 | SPDC | OpeX
236 | TEMPERATURE GAUGE |  | 23037934 | 4 | EA |  | Akpovwovwo, Phil | Ekeke, Efremfon | 2024-05-12 | OTUMARA | O.NG.PBW.OTC.FAC.724FC | 163.84 | 655.36 | SPDC | OpeX
237 | RELAY + Base | 1002192631 | 23037934 | 3 | EA |  | Akpovwovwo, Phil | Ekeke, Efremfon | 2024-05-12 | OTUMARA | O.NG.PBW.OTC.FAC.724FC | 10.88 | 32.64 | SPDC | OpeX
238 | DIGITAL TACHOMETER | 1000369590 | 23037934 | 8 | EA |  | Akpovwovwo, Phil | Ekeke, Efremfon | 2024-05-12 | OTUMARA | O.NG.PBW.OTC.FAC.724FC | 679.92 | 5439.36 | SPDC | OpeX
239 | TURBO AIR FILTER ELEMENT | 1000334159 | 23037934 | 4 | EA |  | Akpovwovwo, Phil | Ekeke, Efremfon | 2024-05-12 | OTUMARA | O.NG.PBW.OTC.FAC.724FC | 126.15 | 504.6 | SPDC | OpeX
240 | CPU MODULE | 1001192464 | 23037934 | 1 | EA |  | Akpovwovwo, Phil | Ekeke, Efremfon | 2024-05-12 | OTUMARA | O.NG.PBW.OTC.FAC.724FC | 494.41 | 494.41 | SPDC | OpeX
241 | TACHOMETER | 1000361429 | 23037934 | 1 | EA |  | Akpovwovwo, Phil | Ekeke, Efremfon | 2024-05-12 | OTUMARA | O.NG.PBW.OTC.FAC.724FC | 630 | 630 | SPDC | OpeX
242 | VIBRATION SWITCH | 1000730967 | 23037934 | 1 | EA |  | Akpovwovwo, Phil | Ekeke, Efremfon | 2024-05-12 | OTUMARA | O.NG.PBW.OTC.FAC.724FC | 282.06 | 282.06 | SPDC | OpeX
243 | TURBOCHARGER |  | 23037934 | 5 | EA |  | Akpovwovwo, Phil | Ekeke, Efremfon | 2024-05-12 | OTUMARA | O.NG.PBW.OTC.FAC.724FC | 5912.63 | 29563.15 | SPDC | OpeX
244 | CROSSHEAD |  | 23037934 | 6 | EA |  | Akpovwovwo, Phil | Ekeke, Efremfon | 2024-05-12 | OTUMARA | O.NG.PBW.OTC.FAC.724FC | 786.09 | 4716.54 | SPDC | OpeX
245 | AIR STARTER MOTOR | 1001039458 | 23037934 | 6 | EA |  | Akpovwovwo, Phil | Ekeke, Efremfon | 2024-05-12 | OTUMARA | O.NG.PBW.OTC.FAC.724FC | 14551.24 | 87307.44 | SPDC | OpeX
246 | GOVERNOR | 1001039458 | 23037934 | 5 | EA |  | Akpovwovwo, Phil | Ekeke, Efremfon | 2024-05-12 | OTUMARA | O.NG.PBW.OTC.FAC.724FC | 5095.51 | 25477.55 | SPDC | OpeX
247 | GOVERNOR | 1001039458 | 23037934 | 1 | EA |  | Akpovwovwo, Phil | Ekeke, Efremfon | 2024-05-12 | OTUMARA | O.NG.PBW.OTC.FAC.724FC | 5095.51 | 5095.51 | SPDC | OpeX
248 | COUPLING | 1001039458 | 23037934 | 1 | EA |  | Akpovwovwo, Phil | Ekeke, Efremfon | 2024-05-12 | OTUMARA | O.NG.PBW.OTC.FAC.724FC | 177.71 | 177.71 | SPDC | OpeX
249 | MANIFOLD | 1001039458 | 23037934 | 1 | EA |  | Akpovwovwo, Phil | Ekeke, Efremfon | 2024-05-12 | OTUMARA | O.NG.PBW.OTC.FAC.724FC | 47.57 | 47.57 | SPDC | OpeX
250 | SUCTION VALVE | 1001039458 | 23037934 | 22 | EA |  | Akpovwovwo, Phil | Ekeke, Efremfon | 2024-05-12 | OTUMARA | O.NG.PBW.OTC.FAC.724FC | 3749.89 | 82497.58 | SPDC | OpeX
251 | DISCHARGE VALVE | 1000343791 | 23037934 | 17 | EA |  | Akpovwovwo, Phil | Ekeke, Efremfon | 2024-05-12 | OTUMARA | O.NG.PBW.OTC.FAC.724FC | 3749.89 | 63748.13 | SPDC | OpeX
252 | THERMOSTAT | 1001034088 | 23037934 | 1 | EA |  | Akpovwovwo, Phil | Ekeke, Efremfon | 2024-05-12 | OTUMARA | O.NG.PBW.OTC.FAC.724FC | 45.57 | 45.57 | SPDC | OpeX
253 | WATER PUMP BELT | 1000338098 | 23037934 | 2 | EA |  | Akpovwovwo, Phil | Ekeke, Efremfon | 2024-05-12 | OTUMARA | O.NG.PBW.OTC.FAC.724FC | 118.51 | 237.02 | SPDC | OpeX
254 | DEW POINT ANALYSER | 1001623670 | 23037934 | 2 | EA |  | Akpovwovwo, Phil | Ekeke, Efremfon | 2024-05-12 | OTUMARA | O.NG.PBW.OTC.FAC.724FC | 8505.45 | 17010.9 | SPDC | OpeX
255 | TURBO CHARGER | 1001517200 | 23037934 | 1 | EA |  | Akpovwovwo, Phil | Ekeke, Efremfon | 2024-05-12 | OTUMARA | O.NG.PBW.OTC.FAC.724FC | 7831.55 | 7831.55 | SPDC | OpeX
256 | TURBOCHARGER | 1000705779 | 23037934 | 2 | EA |  | Akpovwovwo, Phil | Ekeke, Efremfon | 2024-05-12 | OTUMARA | O.NG.PBW.OTC.FAC.724FC | 7930.01 | 15860.02 | SPDC | OpeX
257 | SPARK PLUG | 1002638125 | 23037934 | 1 | EA |  | Akpovwovwo, Phil | Ekeke, Efremfon | 2024-05-12 | OTUMARA | O.NG.PBW.OTC.FAC.724FC | 0.01 | 0.01 | SPDC | OpeX
258 | OIL FILTER ELEMENT | 1000338061 | 23037934 | 84 | EA |  | Akpovwovwo, Phil | Ekeke, Efremfon | 2024-05-12 | OTUMARA | O.NG.PBW.OTC.FAC.724FC | 29.13 | 2446.92 | SPDC | OpeX
259 | PUSH ROD | 1000727112 | 23037934 | 12 | EA |  | Akpovwovwo, Phil | Ekeke, Efremfon | 2024-05-12 | OTUMARA | O.NG.PBW.OTC.FAC.724FC | 122.5 | 1470 | SPDC | OpeX
260 | UV/IR FLAME DETECTOR | 1001089484 | 23037934 | 1 | EA |  | Akpovwovwo, Phil | Ekeke, Efremfon | 2024-05-12 | OTUMARA | O.NG.PBW.OTC.FAC.724FC | 1273.35 | 1273.35 | SPDC | OpeX
261 | FLAME DETECTOR | 1000829587 | 23037934 | 1 | EA |  | Akpovwovwo, Phil | Ekeke, Efremfon | 2024-05-12 | OTUMARA | O.NG.PBW.OTC.FAC.724FC | 171.53 | 171.53 | SPDC | OpeX
262 | TURBO AIR FILTER ELEMENT | 1000334159 | 23037934 | 4 | EA |  | Akpovwovwo, Phil | Ekeke, Efremfon | 2024-05-12 | OTUMARA | O.NG.PBW.OTC.FAC.724FC | 134.1 | 536.4 | SPDC | OpeX
263 | WATER PUMP BELT | 1000382612 | 23037934 | 1 | EA |  | Akpovwovwo, Phil | Ekeke, Efremfon | 2024-05-12 | OTUMARA | O.NG.PBW.OTC.FAC.724FC | 36.31 | 36.31 | SPDC | OpeX
264 | FLASHING BEACON | 1000369371 | 23037934 | 3 | EA |  | Akpovwovwo, Phil | Ekeke, Efremfon | 2024-05-12 | OTUMARA | O.NG.PBW.OTC.FAC.724FC | 1237.42 | 3712.26 | SPDC | OpeX
265 | CEC IGNITION MODULE | 1000389673 | 23037934 | 1 | EA |  | Akpovwovwo, Phil | Ekeke, Efremfon | 2024-05-12 | OTUMARA | O.NG.PBW.OTC.FAC.724FC | 2978.66 | 2978.66 | SPDC | OpeX
266 | SHIELDED IGNITION COIL | 1000363071 | 23037934 | 52 | EA |  | Akpovwovwo, Phil | Ekeke, Efremfon | 2024-05-12 | OTUMARA | O.NG.PBW.OTC.FAC.724FC | 351.68 | 18287.36 | SPDC | OpeX
267 | TURBOCHARGER | 1000338201 | 23037934 | 2 | EA |  | Akpovwovwo, Phil | Ekeke, Efremfon | 2024-05-12 | OTUMARA | O.NG.PBW.OTC.FAC.724FC | 8865.36 | 17730.72 | SPDC | OpeX
268 | GSI SPARK PLUG | 1000338405 | 23037934 | 2 | EA |  | Akpovwovwo, Phil | Ekeke, Efremfon | 2024-05-12 | OTUMARA | O.NG.PBW.OTC.FAC.724FC | 55.98 | 111.96 | SPDC | OpeX
269 | ELBOW 1/2x1/2in | 1000255314 | 23037934 | 210 | EA |  | Akpovwovwo, Phil | Ekeke, Efremfon | 2024-05-12 | OTUMARA | O.NG.PBW.OTC.FAC.724FC | 43.05 | 9040.5 | SPDC | OpeX
270 | UNION TUBE | 1000056028 | 23037934 | 356 | EA |  | Akpovwovwo, Phil | Ekeke, Efremfon | 2024-05-12 | OTUMARA | O.NG.PBW.OTC.FAC.724FC | 34.08 | 12132.48 | SPDC | OpeX
271 | MALE CONNECTOR | 1000328353 | 23037934 | 10 | EA |  | Akpovwovwo, Phil | Ekeke, Efremfon | 2024-05-12 | OTUMARA | O.NG.PBW.OTC.FAC.724FC | 45.98 | 459.8 | SPDC | OpeX
272 | ELBOW | 1000312356 | 23037934 | 43 | EA |  | Akpovwovwo, Phil | Ekeke, Efremfon | 2024-05-12 | OTUMARA | O.NG.PBW.OTC.FAC.724FC | 27.7 | 1191.1 | SPDC | OpeX
273 | DIFFERENTIAL PRESSURE SWITCH | 1000372194 | 23037934 | 2 | EA |  | Akpovwovwo, Phil | Ekeke, Efremfon | 2024-05-12 | OTUMARA | O.NG.PBW.OTC.FAC.724FC | 635.28 | 1270.56 | SPDC | OpeX
274 | AIR FILTER | 1000361379 | 23037934 | 6 | EA |  | Akpovwovwo, Phil | Ekeke, Efremfon | 2024-05-12 | OTUMARA | O.NG.PBW.OTC.FAC.724FC | 117.13 | 702.78 | SPDC | OpeX
275 | GAS FILTER | 1002207592 | 23037934 | 2 | EA |  | Akpovwovwo, Phil | Ekeke, Efremfon | 2024-05-12 | OTUMARA | O.NG.PBW.OTC.FAC.724FC | 492.75 | 985.5 | SPDC | OpeX
276 | UNION PIPE THD | 1000759266 | 23037934 | 4 | EA |  | Akpovwovwo, Phil | Ekeke, Efremfon | 2024-05-12 | OTUMARA | O.NG.PBW.OTC.FAC.724FC | 27.56 | 110.24 | SPDC | OpeX
277 | TEMPERATURE GAUGE (0 TO 160C) |  | 23037934 | 6 | EA |  | Akpovwovwo, Phil | Ekeke, Efremfon | 2024-05-12 | OTUMARA | O.NG.PBW.OTC.FAC.724FC | 753.01 | 4518.06 | SPDC | OpeX
278 | TEMPERATURE GAUGE (0 TO 150C) | 1000370781 | 23037934 | 3 | EA |  | Akpovwovwo, Phil | Ekeke, Efremfon | 2024-05-12 | OTUMARA | O.NG.PBW.OTC.FAC.724FC | 188.42 | 565.26 | SPDC | OpeX
279 | TEMPERATURE GAUGE (-5 TO 115C) |  | 23037934 | 1 | EA |  | Akpovwovwo, Phil | Ekeke, Efremfon | 2024-05-12 | OTUMARA | O.NG.PBW.OTC.FAC.724FC | 221.78 | 221.78 | SPDC | OpeX
280 | TEMPERATURE GAUGE (0 TO 50C) |  | 23037934 | 1 | EA |  | Akpovwovwo, Phil | Ekeke, Efremfon | 2024-05-12 | OTUMARA | O.NG.PBW.OTC.FAC.724FC | 285.01 | 285.01 | SPDC | OpeX
281 | TEMPERATURE GAUGE (0 TO 50C) |  | 23037934 | 1 | EA |  | Akpovwovwo, Phil | Ekeke, Efremfon | 2024-05-12 | OTUMARA | O.NG.PBW.OTC.FAC.724FC | 287.77 | 287.77 | SPDC | OpeX
282 | PRESSURE RECORDER |  | 23037934 | 1 | EA |  | Akpovwovwo, Phil | Ekeke, Efremfon | 2024-05-12 | OTUMARA | O.NG.PBW.OTC.FAC.724FC | 1450 | 1450 | SPDC | OpeX
283 | BARTON RECORDER |  | 23037934 | 1 | EA |  | Akpovwovwo, Phil | Ekeke, Efremfon | 2024-05-12 | OTUMARA | O.NG.PBW.OTC.FAC.724FC | 1481 | 1481 | SPDC | OpeX
284 | PRESSURE GAUGE 0-10BAR | 1000388320 | 23037934 | 1 | EA |  | Akpovwovwo, Phil | Ekeke, Efremfon | 2024-05-12 | OTUMARA | O.NG.PBW.OTC.FAC.724FC | 276.37 | 276.37 | SPDC | OpeX
285 | PRESSURE GAUGE 0-40BAR | 1000370511 | 23037934 | 2 | EA |  | Akpovwovwo, Phil | Ekeke, Efremfon | 2024-05-12 | OTUMARA | O.NG.PBW.OTC.FAC.724FC | 226.21 | 452.42 | SPDC | OpeX
286 | PRESSURE GAUGE 0-160BAR | 1000370453 | 23037934 | 1 | EA |  | Akpovwovwo, Phil | Ekeke, Efremfon | 2024-05-12 | OTUMARA | O.NG.PBW.OTC.FAC.724FC | 292.59 | 292.59 | SPDC | OpeX
287 | PRESSURE GAUGE 0-100BAR | 1000086111 | 23037934 | 1 | EA |  | Akpovwovwo, Phil | Ekeke, Efremfon | 2024-05-12 | OTUMARA | O.NG.PBW.OTC.FAC.724FC | 259.35 | 259.35 | SPDC | OpeX
288 | PRESSURE GAUGE 0-30BAR |  | 23037934 | 3 | EA |  | Akpovwovwo, Phil | Ekeke, Efremfon | 2024-05-12 | OTUMARA | O.NG.PBW.OTC.FAC.724FC | 155.76 | 467.28 | SPDC | OpeX
289 | TEMPERATURE GAUGE 0-50C |  | 23037934 | 1 | EA |  | Akpovwovwo, Phil | Ekeke, Efremfon | 2024-05-12 | OTUMARA | O.NG.PBW.OTC.FAC.724FC | 225 | 225 | SPDC | OpeX
290 | TEMPERATURE GAUGE 0-500F |  | 23037934 | 1 | EA |  | Akpovwovwo, Phil | Ekeke, Efremfon | 2024-05-12 | OTUMARA | O.NG.PBW.OTC.FAC.724FC | 186.56 | 186.56 | SPDC | OpeX
291 | SPARK PLUG | 1000299724 | 23037934 | 12 | EA |  | Akpovwovwo, Phil | Ekeke, Efremfon | 2024-05-12 | OTUMARA | O.NG.PBW.OTC.FAC.724FC | 49.06 | 588.72 | SPDC | OpeX
292 | SITE GLASS ASSEMBLIES |  | 23037934 | 7 | EA |  | Akpovwovwo, Phil | Ekeke, Efremfon | 2024-05-12 | OTUMARA | O.NG.PBW.OTC.FAC.724FC | 17.45 | 122.15 | SPDC | OpeX
293 | DISCHARGE VALVE 5-1/4" |  |  | 9 | EA |  | Akpovwovwo, Phil | Ekeke, Efremfon | 2024-05-12 | OTUMARA | O.NG.PBW.OTC.FAC.724FC | 3850.09 | 34650.81 | SPDC | OpeX
294 | AIR CLEANER ELEMENT | 1000338171 |  | 7 | EA |  | Akpovwovwo, Phil | Ekeke, Efremfon | 2024-05-13 | OTUMARA | O.NG.PBW.OTC.FAC.724FC | 119.7 | 837.9 | SPDC | OpeX
295 | FILTER ELEMENT |  |  | 1 | EA |  | Akpovwovwo, Phil | Ekeke, Efremfon | 2024-05-14 | OTUMARA | O.NG.PBW.OTC.FAC.724FC | 33.65 | 33.65 | SPDC | OpeX
296 | THERMOSTAT | 1002567909 |  | 1 | EA |  | Akpovwovwo, Phil | Ekeke, Efremfon | 2024-05-15 | OTUMARA | O.NG.PBW.OTC.FAC.724FC | 35.5 | 35.5 | SPDC | OpeX
297 | FILTER ELEMENT |  |  | 4 | EA |  | Akpovwovwo, Phil | Ekeke, Efremfon | 2024-05-16 | OTUMARA | O.NG.PBW.OTC.FAC.724FC | 245.41 | 981.64 | SPDC | OpeX
298 | PERSSURE SWITCHGAGE, 0-100PSI | 1000338279 |  | 1 | EA |  | Akpovwovwo, Phil | Ekeke, Efremfon | 2024-05-17 | OTUMARA | O.NG.PBW.OTC.FAC.724FC | 206.72 | 206.72 | SPDC | OpeX
299 | PRESSURE GAUGE, 0-4BAR, DIA 3" |  |  | 2 | EA |  | Akpovwovwo, Phil | Ekeke, Efremfon | 2024-05-18 | OTUMARA | O.NG.PBW.OTC.FAC.724FC | 220.23 | 440.46 | SPDC | OpeX
300 | PRESSURE GAUGE, 0-25BAR, DIA 3" |  |  | 1 | EA |  | Akpovwovwo, Phil | Ekeke, Efremfon | 2024-05-19 | OTUMARA | O.NG.PBW.OTC.FAC.724FC | 234.43 | 234.43 | SPDC | OpeX
301 | PRESSURE GAUGE, 0-60BAR, DIA 3" | 1000370451 |  | 5 | EA |  | Akpovwovwo, Phil | Ekeke, Efremfon | 2024-05-20 | OTUMARA | O.NG.PBW.OTC.FAC.724FC | 259.35 | 1296.75 | SPDC | OpeX
302 | PRESSURE GAUGE, 0-10BAR, DIA 3" |  |  | 6 | EA |  | Akpovwovwo, Phil | Ekeke, Efremfon | 2024-05-21 | OTUMARA | O.NG.PBW.OTC.FAC.724FC | 259.36 | 1556.16 | SPDC | OpeX
303 | PRESSURE SWITCH |  |  | 1 | EA |  | Akpovwovwo, Phil | Ekeke, Efremfon | 2024-05-22 | OTUMARA | O.NG.PBW.OTC.FAC.724FC | 1049.99 | 1049.99 | SPDC | OpeX
304 | TACHOMETER |  |  | 3 | EA |  | Akpovwovwo, Phil | Ekeke, Efremfon | 2024-05-23 | OTUMARA | O.NG.PBW.OTC.FAC.724FC | 345.22 | 1035.66 | SPDC | OpeX
305 | WATER PUMP REPAIR KIT | 1001097521 |  | 1 | EA |  | Akpovwovwo, Phil | Ekeke, Efremfon | 2024-05-24 | OTUMARA | O.NG.PBW.OTC.FAC.724FC | 6013.43 | 6013.43 | SPDC | OpeX
306 | TEMPERATURE PROBE SWITCH | 1000916706 |  | 1 | EA |  | Akpovwovwo, Phil | Ekeke, Efremfon | 2024-05-25 | OTUMARA | O.NG.PBW.OTC.FAC.724FC | 117.34 | 117.34 | SPDC | OpeX
307 | AIR FILTER ELEMENT |  |  | 111 | EA |  | Akpovwovwo, Phil | Ekeke, Efremfon | 2024-05-26 | OTUMARA | O.NG.PBW.OTC.FAC.724FC | 65.93 | 7318.23 | SPDC | OpeX
308 | PRESSURE GUAGE |  |  | 1 | EA |  | Akpovwovwo, Phil | Ekeke, Efremfon | 2024-05-27 | OTUMARA | O.NG.PBW.OTC.FAC.724FC | 11.98 | 11.98 | SPDC | OpeX
309 | PRESURE GUAGE |  |  | 1 | EA |  | Akpovwovwo, Phil | Ekeke, Efremfon | 2024-05-28 | OTUMARA | O.NG.PBW.OTC.FAC.724FC | 28.6 | 28.6 | SPDC | OpeX
310 | CONTACTOR | 1000480283 |  | 1 | EA |  | Akpovwovwo, Phil | Ekeke, Efremfon | 2024-05-29 | OTUMARA | O.NG.PBW.OTC.FAC.724FC | 34.29 | 34.29 | SPDC | OpeX
311 | SIGHT GLASS |  |  | 6 | EA |  | Akpovwovwo, Phil | Ekeke, Efremfon | 2024-05-30 | OTUMARA | O.NG.PBW.OTC.FAC.724FC | 34.2 | 205.2 | SPDC | OpeX
312 | CONNECTION CABLE | 1001139253 |  | 1 | EA |  | Akpovwovwo, Phil | Ekeke, Efremfon | 2024-05-31 | OTUMARA | O.NG.PBW.OTC.FAC.724FC | 329.55 | 329.55 | SPDC | OpeX
313 | SUCTION VALVE 4" | 1000755685 |  | 22 | EA |  | Akpovwovwo, Phil | Ekeke, Efremfon | 2024-05-31 | OTUMARA | O.NG.PBW.OTC.FAC.724FC | 5340.09 | 117481.98 | SPDC | OpeX
314 | FLWN,A105,CL150,40, DN80 | 1000056451 | 23171130 | 55 | EA | 1452 | Ikuru, Edemuvi | Ukpong, Nsibiet | 2024-04-29 | BONNY | O.NG.PTE.IFU.FAC | 29.02 | 1596.1 | SPDC | OpeX
315 | TRANSCEIVER,SFP,CISCO,GLC-LH-SMD= | 1002721210 | 30099815 | 20 | EA | 1152 | Emeana, Dozie | Onwuagba, Ebuka | 2024-05-17 | IT - DATACOMS | C.NG.ITG.OC.16.005.2420 | 2000 | 40000 | SPDC | CapeX
316 | ROUTER,CISCO,ISR4351/K9,4GB,100TO240Vac | 1002155811 | 30099815 | 3 | EA | 1152 | Emeana, Dozie | Onwuagba, Ebuka | 2024-05-17 | IT - DATACOMS | C.NG.ITG.OC.16.005.2420 | 8485 | 25455 | SPDC | CapeX
317 | MODULE,NETWORK,CISCO,C9300-NM-8X= | 1002728259 | 30099815 | 2 | EA | 1152 | Emeana, Dozie | Onwuagba, Ebuka | 2024-05-17 | IT - DATACOMS | C.NG.ITG.OC.16.005.2420 | 2550 | 5100 | SPDC | CapeX
318 | MODULE,TRANSCEIVER,CISCO,QSFP-40G-LR4 | 1002462853 | 30099815 | 6 | EA | 1152 | Emeana, Dozie | Onwuagba, Ebuka | 2024-05-17 | IT - DATACOMS | C.NG.ITG.OC.16.005.2420 | 14995 | 89970 | SPDC | CapeX
319 | MODULE NETWORK,CISCO,C9300-NM-8X | 1002379274 | 30100567 | 2 | EA | 1152 | Emeana, Dozie | Idon, Daniel | 2024-07-03 | IT - DATACOMS | C.NG.ITG.OB.16.006.2420 | 2550 | 5100 | SPDC | CapeX
320 | CATALYST,C9200L-48T-4G-E,CISCO | 1002822191 | 30100567 | 3 | EA | 1152 | Emeana, Dozie | Idon, Daniel | 2024-07-03 | IT - DATACOMS | C.NG.ITG.OB.16.006.2420 | 2629.5 | 7888.5 | SPDC | CapeX
321 | SWITCH,NETWORK,CISCO,C9500-24Y4C-E,4 | 1002838781 | 30100567 | 2 | EA | 1152 | Emeana, Dozie | Idon, Daniel | 2024-07-03 | IT - DATACOMS | C.NG.ITG.OB.16.006.2420 | 11450 | 22900 | SPDC | CapeX
322 | VLV BL 3.1/8IN 5000 LB RTJ REG PORT 36K | 1000336283 | 30099307 | 1 | EA | 1452 | Adesanya, Sunday | Onwuagba, Ebuka | 2024-05-06 | OABP | C.NG.AFS.DL.24.007.1230 | 739.09 | 739.09 | SPDC | CapeX
323 | SB2N,A193-B7,UNC,110mm,3/4in | 1000063071 | 30100176 | 19 | EA | 1152 | Adesanya, Sunday | Idon, Daniel | 2024-06-27 | OABP | O.NG.PAE.ABF.FAC.724FC | 9.06 | 172.14 | SPDC | OpeX
324 | SB2N,A320-L7M,8UN,390mm,1.7/8in | 1000683126 | 23164206 | 48 | EA | 1152 | Onwuagba, Ebuka | Idon, Daniel | 2024-05-07 | PIPELINE | O.NG.PPW.PIP.TEP.724FC | 124.82 | 5991.36 | SPDC | OpeX
325 | CLAMP,SPLIT+SLEEVE,1000psi,10in | 1000378137 | 23185860 | 1 | EA | 1152 | Awaibe, Nnenna | Onwuagba, Ebuka | 2024-05-17 | PIPELINE | O.NG.PPE.PIP.PIP | 6449.14 | 6449.14 | SPDC | OpeX
326 | SLEEVE,SPLIT,1000psi,10x24in | 1000378150 | 23185860 | 1 | EA | 1152 | Awaibe, Nnenna | Onwuagba, Ebuka | 2024-05-21 | PIPELINE | O.NG.PPE.PIP.PIP | 15834.26 | 15834.26 | SPDC | OpeX
327 | BON/FLG STD KIT,188709,MCGARD | 1002258131 | 30100585 | 1 | KIT | 1152 | Onwuagba, Ebuka | Idon, Daniel | 2024-07-01 | WELLS | O.NG.PAE.A1W.WEL.724WC | 798.32 | 798.32 | SPDC | OpeX
328 | ELBOW 10" 90Deg SCH80 SS | 1000073009 |  | 1 | EA | DMI | Iyoha, Esosa | Mohammed, Abdul | 2024-07-22 | GBARAN |  | 509.93 | 509.93 | SPDC | OpeX
329 | DISKSTATION,SYNOLOGY,DS218+,2GHz,2GB | 1002842580 | 23205449 | 2 | EA | 1152 | Chikwendu, Izuchukwu | Chikwendu, Izuchukwu | 2024-07-16 | INFORMATION TECHNOLOGY- ADMIN | 109011 | 995.3 | 1990.6 | SPDC | CapeX
330 | SWITCH,NETWORK,CISCO,WS-C2960X-24TS-L | 1002197147 | 23205449 | 1 | EA | 1152 | Chikwendu, Izuchukwu | Chikwendu, Izuchukwu | 2024-07-16 | INFORMATION TECHNOLOGY- ADMIN | 109011 | 3694.29 | 3694.29 | SPDC | CapeX
331 | SWITCH,NTEWORK,CISCO,C9500-48Y4C-E | 1002528775 | 23205710 | 1 | EA | 1152 | Emeana, Dozie | Emeana, Dozie | 2024-07-18 | INFORMATION TECHNOLOGY- ADMIN | 111156 | 23500 | 23500 | SPDC | CapeX
332 | TRANSCEIVER,SFP,CISCO,GLC-LH-SMD= | 1002721210 | 23205710 | 15 | EA | 1152 | Emeana, Dozie | Emeana, Dozie | 2024-07-17 | INFORMATION TECHNOLOGY- ADMIN | 111156 | 2000 | 30000 | SPDC | CapeX
333 | CATALYST,C9200L-48T-4G-E,CISCO | 1002822191 | 23205710 | 2 | EA | 1152 | Emeana, Dozie | Emeana, Dozie | 2024-07-17 | INFORMATION TECHNOLOGY- ADMIN | 111156 | 2255.01 | 4510.02 | SPDC | CapeX
334 | MODULE,NETWORK STACKING,CISCO,C9200LSTA+ | 1002697089 | 23205710 | 2 | EA | 1152 | Emeana, Dozie | Emeana, Dozie | 2024-07-17 | INFORMATION TECHNOLOGY- ADMIN | 111156 | 1604.66 | 3209.32 | SPDC | CapeX
335 | DISK SHELF,NETAPP,DS460C-07-10.0-30B-QS | 1002564791 | 23208165 | 1 | EA | 1152 | Nwichi, Uchechukwu | Nwichi, Uchechukwu | 2024-07-25 | INFORMATION TECHNOLOGY- ADMIN | 113309 | 41173.9 | 41173.9 | SPDC | CapeX
336 | GASW,CL900/1500,316,GRAPH, DN50 | 1000064512 | 30097389 | 2 | EA | 1152 | Adesanya, Sunday | Adesanya, Sunday | 2024-08-01 | OABP | C.NG.PCE.NO.24.003.1230 | 6.87 | 13.74 | SPDC | CapeX
337 | FLBL,A105,RF,CL150,DN100 | 1000056183 | 30100988 | 2 | EA | 1452 | Adesanya, Sunday | Adesanya, Sunday | 2024-07-23 | OABP | C.NG.PCE.DG.23.001.1230 | 97.61 | 195.22 | SPDC | CapeX
338 | FLBL,A105,RF,CL150,DN150 | 1000056184 | 30100988 | 2 | EA | 1452 | Adesanya, Sunday | Adesanya, Sunday | 2024-07-23 | OABP | C.NG.PCE.DG.23.001.1230 | 277 | 554 | SPDC | CapeX
339 | MODULE,TRANSCEIVER,CISCO,QSFP-40G-LR4 | 1002462853 | 23205710 | 12 | EA | 1152 | Emeana, Dozie | Emeana, Dozie | 2024-07-17 | INFORMATION TECHNOLOGY- ADMIN | 111156 | 14995 | 179940 | SPDC | CapeX
340 | 4-1/2" 12.6PPF L8013CR VAMTOP TUBING | NGW1001249212 |  | 250 | JOINTS | DMI | FRANCIS NWAGBO | ADEGBOYEGA OLUSEGUN | 2024-07-12 | WELLS |  | 1698.2 | 424550 | SPDC | OpeX
341 | ROTRON METER READOUT 2" | 1000369744 | 23204553 | 1 | PC | DMI | OGINNI ABIODUN | ANI IKECHUKWU | 2024-08-22 | ESCRAVOS | O.NG.PBW.ECF.FAC | 797.2 | 797.2 | SPDC | OpeX
342 | METAL SHELVES for MATERIALS | 1002560176 |  | 30 | EA | DMI | EFE EMMANUEL | UCHEJIM EZEMMOR | 2024-05-08 | FYIP | C.NG.PCW.DR.98.706.1230 | 212.73 | 6381.9 | SPDC | CapeX
343 | PRESSURE GAUGE 0-25BAR | 1000370489 |  | 1 | EA | DMI | PAUL JOHNSON | EFREMFON EKEKE | 2024-03-05 | OTUMARA |  | 270.74 | 270.74 | SPDC | OpeX
344 | PRESSURE GAUGE 0-60BAR, WIKA | 1000370451 |  | 6 | EA | DMI | PAUL JOHNSON | EFREMFON EKEKE | 2024-03-05 | OTUMARA |  | 278.66 | 1671.96 | SPDC | OpeX
345 | PRESSURE GAUGE 0-10BAR, WIKA | 1001735058 |  | 6 | EA | DMI | PAUL JOHNSON | EFREMFON EKEKE | 2024-03-05 | OTUMARA |  | 268 | 1608 | SPDC | OpeX
346 | PRESSURE SWITCH PYROPRESS | 1000370280 |  | 1 | EA | DMI | PAUL JOHNSON | EFREMFON EKEKE | 2024-03-05 | OTUMARA |  | 2545.56 | 2545.56 | SPDC | OpeX
347 | TACHOMETER WAUKESHA 162810 | 1001911004 |  | 3 | EA | DMI | PAUL JOHNSON | EFREMFON EKEKE | 2024-03-05 | OTUMARA |  | 1256 | 3768 | SPDC | OpeX
348 | PIPE MTLC,CS,X52,SMLS,DRL,DN250 SCH40 | 1000072831 |  | 2 | EA | DMI | DANIEL UWAEZUOKE | MONDAY USMAN | 2024-07-21 | OABP | C.NG.PBW.DF.24.011.1230 | 719.96 | 1439.92 | SPDC | CapeX
349 | PIPE MTLC,CS,X52,SMLS,DRL,DN250 SCH40 | 1000072831 |  | 2 | EA | DMI | DANIEL UWAEZUOKE | MONDAY USMAN | 2024-07-21 | OABP | C.NG.PBW.DF.24.011.1230 | 719.96 | 1439.92 | SPDC | CapeX
350 | 100MM2 ACSR CABLE | 1002390381 |  | 8000 | DRUM | DMI | FASANYA OLUSEGUN | ABDULAZEEZ ABDULMUMN | 2024-07-16 | SSAGS CEIP |  | 2.47 | 19760 | SPDC | CapeX
351 | 3C X 70MM2 TR-XLPE/SWA/PVC 11KV POWER CABLE | 1000102825 |  | 1000 | DRUM | DMI | FASANYA OLUSEGUN | ABDULAZEEZ ABDULMUMN | 2024-07-16 | SSAGS CEIP |  | 60.42 | 60420 | SPDC | CapeX
352 | 24" X 600# BALL VALVE | 1000059763 |  | 1 | EA |  | Adeniranye, Jerry | Abure, Ehizogie | 2024-05-10 | PIPELINE |  | 48692.58 | 48692.58 | SPDC | OpeX
353 | 20" X 600# BALL VALVE | 1000059762 |  | 1 | EA |  | Adeniranye, Jerry | Abure, Ehizogie | 2024-05-10 | PIPELINE |  | 61701.75 | 61701.75 | SPDC | OpeX
354 | 12" X 600# BALL VALVE | 1000059758 |  | 1 | EA |  | Adeniranye, Jerry | Abure, Ehizogie | 2024-05-10 | PIPELINE |  | 21875.3 | 21875.3 | SPDC | OpeX
355 | CITADEL FENCE WIRE MECH & ACCESSORIES | 1001898485 |  | 1 | SET |  | Adeniranye, Jerry | Abure, Ehizogie | 2024-05-10 | PIPELINE |  | 635.82 | 635.82 | SPDC | OpeX
356 | 24" X 12M BARE LINE PIPE | 1000051605 |  | 1 | EA |  | Adeniranye, Jerry | Abure, Ehizogie | 2024-05-10 | PIPELINE |  | 3695.84 | 3695.84 | SPDC | OpeX
357 | 4" X 12M BARE LINE PIPE | 1000051546 |  | 1 | EA |  | Adeniranye, Jerry | Abure, Ehizogie | 2024-05-10 | PIPELINE |  | 214.6 | 214.6 | SPDC | OpeX
358 | 2" X 6M BARE LINE PIPE | 1000051538 |  | 1 | EA |  | Adeniranye, Jerry | Abure, Ehizogie | 2024-05-10 | PIPELINE |  | 72.68 | 72.68 | SPDC | OpeX
359 | CI SKID UNIT | 1001986841 |  | 2 | EA |  | Adeniranye, Jerry | Abure, Ehizogie | 2024-05-10 | PIPELINE |  | 757.34 | 1514.68 | SPDC | OpeX
360 | 150mm X 75mm X 4mm H-BEAM | 1001085668 |  | 3 | EA |  | Adeniranye, Jerry | Abure, Ehizogie | 2024-05-10 | PIPELINE |  | 536.86 | 1610.58 | SPDC | OpeX
361 | 300mm X 50mm X 4mm H-BEAM |  |  | 2 | EA |  | Adeniranye, Jerry | Abure, Ehizogie | 2024-05-10 | PIPELINE |  | 766.12 | 1532.24 | SPDC | OpeX
362 | 100mm X 50mm X 4mm U-CHANNEL |  |  | 5 | EA |  | Adeniranye, Jerry | Abure, Ehizogie | 2024-05-10 | PIPELINE |  | 536.86 | 2684.3 | SPDC | OpeX
363 | 16mm ROD | 1001630408 |  | 1 | EA |  | Adeniranye, Jerry | Abure, Ehizogie | 2024-05-10 | PIPELINE |  | 19.34 | 19.34 | SPDC | OpeX
364 | 13-3/8" VANTOP CASING | NGW1000406027 |  | 55 | EA |  | Nwagbo, Francis | Nwagbo, Francis | 2024-05-03 | UZU WELL ZAMARA |  | 5453 | 299915 | SPDC | OpeX
365 | SPARK PLUG ADAPTER 593-120-5 | 1000075660 | 23204553 | 24 | EA | DMI | Akinmolayan, Olufemi | Ekeke, Efremfon | 2024-04-30 | OTUMARA | O.NG.PBW.ECF.FAC | 162.74 | 3905.76 | SPDC | OpeX
366 | 30" STOVE PIPE | 1000879268 |  | 2 | EA | DMI | Oburhie, Austin | Adegboyega, Olusegun | 2024-04-16 | WELLS |  | 7495.01 | 14990.02 | SPDC | OpeX
367 | 6" LINE PIPE X42 12.7mm PE-COATED | 1000257920 |  | 130 | LENGTH | DMI | Adole, Ameh | Adole, Ameh | 2024-03-01 | FYIP | C.NG.PCW.DR.98.706.1230 | 340.12 | 44215.6 | SPDC | OpeX
368 | 4" X 12m BARE PIPE | 1000051546 |  | 2 | LENGTH | DMI | Adeniranye, Jerry | Bela-Zabe, Dumtuaka | 2024-03-01 | PIPELINE |  | 214.6 | 429.2 | SPDC | OpeX
369 | 9-5/8" TSH BLUE 47# P110 | 1002305015 |  | 6 | EA | DMI | Nwagbo, Francis | Nwagbo, Francis | 2024-05-03 | UZU WELL ZAMARA |  | 37073.13 | 222438.78 | SPDC | OpeX
370 | 9-5/8" TSH BLUE 47# P110 | 1002305015 |  | 7 | EA | DMI | Nwagbo, Francis | Nwagbo, Francis | 2024-05-03 | UZU WELL ZAMARA |  | 37073.13 | 259511.91 | SPDC | OpeX
371 | GASKET,SPW,RW 21/2 X 150 316GRAF | 1001040918 | 23207585 | 10 | EA | 1452 | Ewarah, Erhumu | Ewarah, Erhumu | 2024-09-03 | ESCRAVOS BEACH | O.NG.PBW.ECF.FAC | 22.13 | 221.3 | SPDC | OpeX
372 | GSKT SPW CL300/600 316L GRAPH DN80 | 1000327736 | 30101324 | 9 | EA | 1152 | Onwuagba, Ebuka | Odujobi, Olayinka | 2024-09-04 | NUNR | O.NG.PBE.NUF.FAC.724FC | 85.99 | 773.91 | SPDC | OpeX
373 | CLAMP,PIPE REPAIR,1000psi,16x14in | 1001952738 | 23155205 | 1 | EA | 1152 | Agaldo, Emmanuel | Onwuagba, Ebuka | 2024-09-10 | PIPELINE | O.NG.PPE.PIP.PIP | 3812.71 | 3812.71 | SPDC | OpeX
374 | POWER SUPPLY QUINT-PS/1AC/24DC/40 | 1001639557 | 23223818 | 1 | EA | CMMTS | Erezi.Okpise | Okolo, Nelson | 2023-09-23 | NUNR | O.NG.PBE.DCF.FAC | 959.78 | 959.78 | SPDC | OPEX
375 | POWER SUPPLY QUINT-PS/1AC/24DC/40 | 1001639557 | 23223818 | 1 | EA | CMMTS | Erezi.Okpise | Okolo, Nelson | 2023-09-23 | NUNR | O.NG.PBE.DCF.FAC | 959.78 | 959.78 | SPDC | OPEX
376 | BATTERY CHARGER | 1000042130 | 23210491 | 2 | EA | CMMTS | Kalafiai.Simeon | Ekeke, Efremfon | 2023-09-17 | OTUMARA | O.NG.PBW.OTC.FAC | 2047.86 | 2047.86 | SPDC | OPEX
3835467.07